## Inventory
|  | January 2020 Inventory |  |  | Contact Sales to Request a Quote sales@tempesttelecom.com +1 (805) 879-4800 www.tempesttelecom.com
Manufacturer | Display Name | Heci/Clei | Condition | Description | Item Category | Qty Available
- | CALC |  | Used | Service for CALC for racks | Ancillary | 1
- | HRDU_800I_850C |  | Used | ALLIANCE20W800MHz(SprintOn |  | 1
- | HRDU_800I_850C |  | Used | ALLIANCE20W800MHz(SprintOn |  | 1
- | ROPTIC_2W_5W |  | Used | OpticCardforN2ROUPS2ROUMR |  | 1
3M | 80-6108-6390-6 |  | Used | 965DSP Subscriber Loop Analyzer Version | Data | 1
3M | EPS300-1/2-48" BK |  | New | EPS-300 adhesive lined, 3:1 ratio, flexible Polyolefin Heat Shrink Tubing. Size 1/2". Priced per stick. Black | Ancillary | 2
4RF | APSQ-R928-SSC-HD-22-ENAA |  | Used | Aprisa SR+ 48VDC 928-960MHz, SSC, Half Duplex, 2 Ethernet Ports & 2 Serial Ports Protected Station, Software Selectable, Channel Sizes of 12.5, 25 kHz and 50 kHz, Single antenna operation | Microwave | 12
4RF | APSR-N400-012-SO-12-ICA |  | Used | Aprisa SR, BR, 400-470 MHz, 12.5 kHz, SO, 12 VDC | Microwave | 4
4RF | APXE-N900-200-G2-24-IC00 |  | Used | Aprisa XE 1+0, 32-960 MHz, 200KHz , G2, 24VDC,IC, STD CONFIG | Microwave | 1
Absopulse | CSI 500-4A-PAL-R0433 |  | Used | 500VA DC/AC Power Inverter; 48VDC, 18A max Input and 120VAC/60Hz, 4.17A rms Output | Power | 1
Absopulse | DCW 150-12FT-P6611 |  | Used | DC/DC Converter 48VDC to 12VDC 150Watt | Power | 1
Absopulse | MIW 150-5FTSD-R8248 |  | Used | Power Supply Input 95-264VAC to 5VDC 60Watt | Power | 3
AC Data | PR1XXA-07 |  | New | Transient Voltage Surge Suppressor 120VAC 50/60HZ 400V | Ancillary | 1
Accedian Networks | AMN-1000-TE-S |  | Un-Used | NID: MetroNid Network Device | Data 1 | 3
Accedian Networks | AMN-1000-TE-S |  | Used | NID: MetroNid Network Device | Data 1 | 4
ADC | 1375180 |  | Used | Module: LPA 1900Mhz (Power Module) | Power | 1
ADC | 1377852 |  | Used | PDU: Single Power Distribution Unit | Cell Site | 1
ADC | 150-1592-01 |  | Used | HRU-402 HDSL REM UN | Transport | 1
ADC | 1667390 |  | Used | TMA: 700 Mhz Dual Duplex 2-Port Tower Mounted Amplifier. Model CG0700DDB10D T00 | Cell Site | 1
ADC | CG-800-DD-FULL-DIN |  | Used | AMPLIFIER: TOWER TOP DUPLEX 8DB | Cell Site | 1
ADC | DR-19 |  | New | 56 Termination Front Cross Connect Panel | Ancillary | 1
ADC | DSX-4U-SBRC | T3PQAN3 | Used | DSX-3 Module Rear Cross-Connect 3-port Standard Size Jacks | Transport | 9
ADC | FL200 |  | Used | Fiber Optic Patchbay Mount Kit | Ancillary | 1
ADC | HDU-409-L2 |  | Used | Card: HDSL REpeater Micro Doubler 239 Mechanics | Transport | 1
ADC | LD23-30-48V1 |  | Used | Low Voltage DisConnect | Power | 1
ADC/Krone | MX6-PMB7R 1080 |  | Un-Used | OMX96 Pigtail module/right w/stranded pigtail SC adapter | Transport | 1
ADC/Pairgain | 150-1143-42 |  | Used | Pair Gain HDU 451 HiGain Doubler Unit | Transport | 1
ADC/Pairgain | 150-1572-02 | T1R6AED | Used | Module: HDU-409 HDSL DBLR UNIT | Transport | 1
ADC/Pairgain | HLU-231-L8 |  | Used | HiGain HDSL Central Office Line Unit | Data | 1
ADC/Pairgain | HLU-388-L5 | T1L2B50AAA | Used | HDSL Central Office Unit | Transport | 4
ADC/Pairgain | HXU-358-L1 |  | Used | WBS 3190 M13 28DS1 Multiplexer card | Transport | 1
Adtran | 1174819G1 |  | Used | NetVanta 8044M 8-Port T1/E1 Circuit Emulation Service Module | Data | 1
Adtran | 1180435L4 |  | New | Adapter Cable quad RS-232HD to DB25 | Ancillary | 1
Adtran | 1181113L1 |  | Used | HIGH BIT RATE DIGITAL SUBSCRIBER LINE 2 (2-WIRE) | Transport | 2
Adtran | 1181413L2 |  | Used | TA3000 H4TUC UNIT | Transport | 2
Adtran | 1184500L1 |  | Used | OPTI-6100 System Control Module | Transport | 2
Adtran | 1184502L4 |  | Used | OPTI-6100 OMM-3 IR Module | Transport | 6
Adtran | 1184502L5 |  | Used | OPTI-6100 MX SCM System Controller Module | Transport | 1
Adtran | 1184504L5 |  | Used | OPTI-6100 OC-12 Optical Multiplexer Module | Transport | 2
Adtran | 1184504L6 |  | Used | OPTI-6100 OC-12 SONET Intermediate Reach (IR =15km, 12db max), 1310 nm, Single Mode Optical Module | Transport | 2
Adtran | 1184507L2 |  | Used | OPTI-MX Fan Module Assembly | Transport | 2
Adtran | 1184515L2 | SOC2506 | Used | OPTI-6100 MX DS1 Tributary Module 2ND GEN DS-1 VT1.5 TB | Transport | 26
Adtran | 1184516L1 |  | Used | OPTI-6100 GECM | Transport | 5
Adtran | 1184543L2Q | SOC290T | Used | OPTI-6100 OC3 Tributary Module | Transport | 1
Adtran | 1186002L1 | M3C3RG0 | Used | MX2820 M13 Mux Card | Transport | 12
Adtran | 1186005L1 | M3C3L20AAA | Used | MX2800 STS-1 MUX Card | Transport | 3
Adtran | 1200127L1HS |  | Used | TSU 600 Dual DSU III Module | Transport | 1
Adtran | 1200293L4 |  | Used | M2810 Mounting Bracket | Transport | 4
Adtran | 1202289L2 |  | Used | Power Supply: MX2800 48V Power Supply Unit | Transport | 4
Adtran | 1202334L1 |  | Used | 4303 SCU | Transport | 1
Adtran | 1202980L1 | DDC3RPC | Used | MODULE: NetVanta 3205 Access Router; single-slot, single-Ethernet 1U high, rackmountable | Data | 1
Adtran | 1204288L2 | M3C3GDK | Used | MX2800 Multiplexer Controller Card | Transport | 1
Adtran | 1205288L2 |  | Used | Controller: MX2800 Controller w/out Modem, Spare Controller Card for the MX2800. Incorporates DS3 and 28 DSX-1's. Will work in either AC or DC versions of the MX2800. Has NO built-in modem. | Transport | 4
Adtran | 1221052L1 |  | Used | HIGH BIT RATE DIGITAL SUBSCRIBER LINE (4-WIRE) | Transport | 1
Adtran | 1223401L1 |  | Used | E220 T1 HDSL4 TRANSCEIVER UNIT-CO | Data | 1
Adtran | 1223426L2 |  | Used | Module: T1 HDSL4 TRCVR UN-RT | Transport | 2
Adtran | 1223445L1-REV-C |  | Used | Transceiver: HDSL4 239 T1 REGENERATOR (H4R) TRANSCEIVER EXT | Transport | 1
Adtran | 1242034L3 | T1MFKTE | Used | CHASSIS: T400 Standalone High-Voltage Housing | Transport | 3
Adtran | 12806410L2A |  | Used | Tracer 6410, High Power (Freq. A) Supports T1and Ethernet Connectivity up to 16 Mpbs. +/-21 to +/-60 VDC input. | Microwave | 1
Adtran | 1280TRC242T1R1B |  | Used | Tracer 4103 2.4 GHz 2xT1 Radio, 2x DS1/DSX-1 Interfaces. 19" x 1U rackmount Integrated. Frequency Plan B | Microwave | 1
Adtran | 1442702PG1 |  | Un-Used | Total Access 3000 SFP T transceiver 155MBase OC-3 C/STM-1 BX-D LC, 20 Km, TX1550 nm, RX1310 nm | Transport | 3
Adtran | 1442702PG2 |  | Un-Used | Total Access SFP Transceiver 155MBase OC-3 C/STM-1 BX-U LC, 20 Km, TX1310nm, RX1550nm | Transport | 3
Adtran | 4205290L6 |  | Un-Used | MX2800 M13 Mux, (2) AC Power Supplies 1202289L1, Redundant, No Modem Chassis 1200290L1, (2) Controller 1205288L2 | Transport | 1
AFC | 0110-0101 |  | Used | UMC1000 PAYTEL CHANNEL UNIT | Transport | 2
AFC | 0110-0239-1B |  | Used | CARD: ACCESSMAX ADSL 6+6H CARD | Transport | 1
AFC | 0110-0239-1C |  | Used | CARD: ACCESSMAX ADSL 6+6H CARD | Transport | 1
Alcatel-Lucent | 109655795 |  | Used | MSC, CARD, PHP200B PROT HANDLER MOD 7 | Switch | 2
Alcatel-Lucent | 109766345 |  | Un-Used | Remote Radio Head 9442 RRH-X40-07L | Cell Site | 5
Alcatel-Lucent | 155-0821-206 |  | New | Crystal 114.5208MHz | Microwave | 3
Alcatel-Lucent | 155-0821-275 |  | Un-Used | Crystal 112.7500 MHz, Channel Frequency 6765MHz | Microwave | 2
Alcatel-Lucent | 155-0821-679 |  | New | MDR8000 Crystal 128.8330 MHz | Microwave | 1
Alcatel-Lucent | 155-0821-696 |  | New | Crystal - 138.3333 MHz | Microwave | 1
Alcatel-Lucent | 155-0821-705 |  | New | Crystal 125.8333MHz | Microwave | 3
Alcatel-Lucent | 155-0821-708 |  | New | Crystal 128.6875 MHz | Microwave | 3
Alcatel-Lucent | 155-0821-803 |  | New | Crystal - 150.0000 MHz | Microwave | 1
Alcatel-Lucent | 155-1966-020 |  | New | Crystal 109.0104 Mhz | Microwave | 4
Alcatel-Lucent | 155-1966-026 |  | New | Crystal 109.0833MHz | Microwave | 3
Alcatel-Lucent | 155-1966-075 |  | New | Crystal 109.8333 | Microwave | 2
Alcatel-Lucent | 155-1966-082 |  | Un-Used | Crystal 109.9167MHz | Microwave | 1
Alcatel-Lucent | 155-1966-094 |  | New | Crystal 110.0833 MHz for 6605MHz Frequency | Microwave | 2
Alcatel-Lucent | 155-1966-161 |  | New | Crystal 110.8958MHz | Microwave | 4
Alcatel-Lucent | 155-1966-190 |  | New | Crystal 111.2500 MHz | Microwave | 4
Alcatel-Lucent | 155-1966-246 |  | New | Crystal 111.9792MHz | Microwave | 4
Alcatel-Lucent | 155-1966-285 |  | New | Crystal - 112.5000 MHz |  | 3
Alcatel-Lucent | 155-1966-293 |  | Used | Crystal 112.6042 MHz | Microwave | 1
Alcatel-Lucent | 155-1966-336 |  | New | Crystal 113.5625 MHz | Microwave | 4
Alcatel-Lucent | 155-1966-563 |  | New | Crystal 140.7083MHz | Microwave | 2
Alcatel-Lucent | 155-1966-569 |  | New | Crystal 140.7667MHz | Microwave | 1
Alcatel-Lucent | 155-1966-745 |  | Used | Crystal (Frequency 141.8417 MHz) | Microwave | 1
Alcatel-Lucent | 155-3093-002 |  | New | Crystal 132.1156MHz | Microwave | 3
Alcatel-Lucent | 155-3093-019 |  | New | Crystal 135.8493MHz | Microwave | 1
Alcatel-Lucent | 155-3093-020 |  | New | Crystals: 136.0689 Mhz, MDR8000 | Microwave | 2
Alcatel-Lucent | 155-3093-041 |  | New | MDR8000 141.0109 MHz Crystal | Microwave | 2
Alcatel-Lucent | 155-3093-043 |  | New | Crystal 141.4502MHz | Microwave | 1
Alcatel-Lucent | 155-3093-086 |  | New | Crystal: 11215GHz, 149.5333 MHz XTAL for MDR8000 | Microwave | 1
Alcatel-Lucent | 155-3093-091 |  | New | Crystal 152.0667 MHz | Microwave | 2
Alcatel-Lucent | 155-3093-093 |  | New | Crystal Chan Freq: 11485.000 MHz, Crystal Freq: 153.1333 MHz | Microwave | 2
Alcatel-Lucent | 1AB187280063 |  | Used | SFP: Gigabit Ethernet 1000BASE-SX S1:1 Class 1 Laser | Transport | 10
Alcatel-Lucent | 270-0038-020 |  | Used | MDR4000 Power Supply for the SSPA/Shelf (typical upgrade) | Microwave | 59
Alcatel-Lucent | 270-0770-050 |  | Used | MDR4000 TWT Power Supply | Microwave | 1
Alcatel-Lucent | 277-0631-130 |  | Used | MDR4000 Local Oscillator 7.88-8.09 GHz | Microwave | 1
Alcatel-Lucent | 277-0642-070 |  | Used | MDR4000 Receive Source / Local OSC 7.125-7.468 GHz | Microwave | 5
Alcatel-Lucent | 277-0642-080 |  | Used | MDR4000 Receive Source / Local OSC , 7.469-7.812 GHz | Microwave | 7
Alcatel-Lucent | 289-4423-670 |  | New | Crystal 142.2083 MHz | Microwave | 2
Alcatel-Lucent | 289-4429-033 |  | New | Crystal 113.5833 MHz | Microwave | 3
Alcatel-Lucent | 289-4430-034 |  | New | Crystal Frequency 113.7500 MHz | Microwave | 1
Alcatel-Lucent | 289-4433-135 |  | New | 119.5833 MHz MDR8000 Oscillator Crystal | Microwave | 4
Alcatel-Lucent | 300-0303-900 | T1D3PDL | Used | DEXCS1 336 DGL MTX Card | Transport | 14
Alcatel-Lucent | 300879848 |  | Used | Kit: SEC-B Kits w/cables MLAB GTP1/1 to contain the following: QTY: 2 PN: 408894137 QTY: 1 PN: 849023254 QTY: 1 PN: 849030747 QTY: 1 PN: 848996849 QTY: 1 PN: 848939559 QTY: 2 PN: 848991519 QTY: 2 PN: 848997789 QTY: 2 PN:848997771 QTY: 4 PN: 405923749 QTY: 8 PN: 901402685 QTY: 16 PN: 10970885 QTY: 6 PN: 901391177 QTY: 1 PN: 091158 | Cell Site | 8
Alcatel-Lucent | 301000717 |  | Un-Used | FLEXENT ONEBTS 850mHZ RRH-60 1900 OTDR TRANSCEIVER -48VDC KIT | Cell Site | 2
Alcatel-Lucent | 3AL00114AB |  | Used | 1603SM VTG102, DS1 Line Card | Transport | 78
Alcatel-Lucent | 3AL00124AB | SNPQBFC | Used | MODULE: CLK202 CLOCK P/I MOD | Transport | 19
Alcatel-Lucent | 3AL00316AE |  | Used | VLR HIF OC-12 Very Long Reach Transceiver, 1310nm, FC/PC, for 1603SM | Transport | 1
Alcatel-Lucent | 3AL00378AF |  | Used | 1603SM NET ELEM Processor Module | Transport | 1
Alcatel-Lucent | 3AL02228AC |  | Used | 1603/12 SM OC-3 Interface | Transport | 6
Alcatel-Lucent | 3AL07783DD |  | Used | 1631-SX SATELLITE PROCESSOR BOARD | Transport | 1
Alcatel-Lucent | 3AL07784DC | SNPQAY6 | Used | 5.6V Power Supply | Transport | 78
Alcatel-Lucent | 3AL07785DE | SNPQCFH | Used | 3.9V Power Supply | Transport | 52
Alcatel-Lucent | 3AL11028AA | SNU1RW0 | Used | MODULE: 1630-SX CLOCK MODULE | Transport | 1
Alcatel-Lucent | 3AL45017AB |  | Used | Shelf - S136I/OSHELF1631-SX | Transport | 1
Alcatel-Lucent | 3AL45028AE | SNC13X03AA | Used | MODULE: 1631-SX STD DS3 INTFC | Transport | 1
Alcatel-Lucent | 3AL45028AI | SNC15X0 | Used | CARD: 1631-SX STS1 INTFC | Transport | 2
Alcatel-Lucent | 3AL45048AA |  | Used | 1631-SX LMC TMB 101 TSI MULDEM | Transport | 1
Alcatel-Lucent | 3AL45050AB | SNT6APK | Used | 1631-SX OPTICAL TRANSCEIVER | Transport | 2
Alcatel-Lucent | 3AL45446AC | SNPYAB2 | Used | 1631-SX FAN ASSEMBLY | Transport | 1
Alcatel-Lucent | 3AL45738AA |  | Used | 1631-SX TSI MODULE | Transport | 3
Alcatel-Lucent | 3AL48029AA | SNIUAK0 | Used | CARD: OCM 101 OC# Interface | Transport | 2
Alcatel-Lucent | 3AL48029AB |  | Used | OCM102 OC3 Interface | Transport | 18
Alcatel-Lucent | 3AL48029AF |  | Used | 1648-SM OC3/OC12 Short Reach Interface | Transport | 2
Alcatel-Lucent | 3AL48029AK | SNIUS51 | Used | OCM 111 OC3 Interface | Transport | 7
Alcatel-Lucent | 3AL92113AA02 | NGI7AWEMAA | Used | 8X155/622M SYNC OPT Card | Transport | 1
Alcatel-Lucent | 3CC58001AA |  | New | Pole Mount for ODU or coupler, Non-Integrated Antenna Configuration | Ancillary | 2
Alcatel-Lucent | 3CM02685CC |  | Used | 9370 RNC AMC ADVANCED MEZZANINE CARD | Cell Site | 1
Alcatel-Lucent | 3DB18126AD |  | Used | 9500MPR DS1 PDH Module (P32E1DS1) | Microwave | 1
Alcatel-Lucent | 3DB18126AE |  | Used | 9500MPR 32E1/DS1 PDH | Microwave | 1
Alcatel-Lucent | 3DB18134BB |  | Used | 9500MPR Fan Unit, replaced Rev BA | Microwave | 8
Alcatel-Lucent | 3DB18136AE |  | Used | 9500MPR MOD300 Radio Modem | Microwave | 1
Alcatel-Lucent | 3DB18163AB |  | Used | 9500MPR MSS Slot Cover - Blank Plate 1/2H | Microwave | 4
Alcatel-Lucent | 3DB18206AC |  | Used | 9500MPR Ethernet Access Module with 8 GbE Port | Microwave | 51
Alcatel-Lucent | 3DB18209AB |  | Used | 9500MPR Core Module, 5 GbE ports (CORE-B) | Microwave | 4
Alcatel-Lucent | 3DB18218AD |  | Used | 9500MPR MSS-4 Fan | Microwave | 1
Alcatel-Lucent | 3DB18218AD |  | Used | 9500MPR MSS-4 Fan | Microwave | 4
Alcatel-Lucent | 3DB18219AC |  | Used | 9500MPR MSS-4 Shelf | Microwave | 3
Alcatel-Lucent | 3DB18236AB |  | Used | 9500 MPR Service Board | Microwave | 2
Alcatel-Lucent | 3DB18326AC |  | Used | 9500MPR CSM Core Enhanced Module w 6 GbE ports (CORE-E) - TH/Clei | Microwave | 6
Alcatel-Lucent | 3DB18326AC |  | Used | 9500MPR CSM Core Enhanced Module w 6 GbE ports (CORE-E) - TH/Clei | Microwave | 1
Alcatel-Lucent | 3DB18634AB | CRCCAH6 | Used | 9500MPR MPT PoE Plug In Card | Microwave | 2
Alcatel-Lucent | 3DB19017AB |  | Used | 9500MPR Ethernet Access Module Version 2 with PoE, EASv2 | Microwave | 2
Alcatel-Lucent | 3DB20371BC |  | Used | 9500MPR MPT-HC 11GHz 10695-10961 (GR-3108) | Microwave | 2
Alcatel-Lucent | 3DB20432BC |  | Used | 9500MPR MPT-HC 18GHz 19260-19700,5 (GR-3108) | Microwave | 1
Alcatel-Lucent | 3DB20433BC |  | Used | MDR 9500 MPT-HC 18GHz 19260-19700,5 (GR-3108) | Microwave | 5
Alcatel-Lucent | 3DB20441BB |  | Un-Used | 9500-MPR ODU Radio | Microwave | 1
Alcatel-Lucent | 3DB20442BB |  | Used | 9500MPRMPT-HC-L6GHZ2522/2P | Microwave | 1
Alcatel-Lucent | 3DB20443BB |  | Un-Used | 9500-MPR ODU Radio | Microwave | 1
Alcatel-Lucent | 3DB20444BB |  | Un-Used | 9500-MPR ODU Radio | Microwave | 1
Alcatel-Lucent | 3DB23035HE |  | Used | 9500 ODU 300 11 GHZ TX High HP | Microwave | 1
Alcatel-Lucent | 3DB23035HF |  | Used | ODU 300 11GHz 490 SB2 HI HP A | Microwave | 1
Alcatel-Lucent | 3DB23047AB |  | Used | 9500MXC ODU - 300V1 6GHz, 5989-6079 MHz | Microwave | 1
Alcatel-Lucent | 3DB23062AC |  | Used | ODU 18 GHz, 1560 MHz Spacing, 17700-18060MHz, TX LO | Microwave | 1
Alcatel-Lucent | 3DB23062HF |  | Used | ODU 18 GHz 19260-19620 TX Hi | Microwave | 1
Alcatel-Lucent | 3DH03131AA |  | Used | MDR8000 I/O Interface, DS1 (1.544 Mb/s) | Microwave | 61
Alcatel-Lucent | 3DH03132AJ |  | Used | MDR8000 Receive Module 6.875-7.125 (DS3/OC3/STM-1) | Microwave | 1
Alcatel-Lucent | 3DH03132AQ |  | Used | MDR8000 Receiver 6525-6875MHz | Microwave | 21
Alcatel-Lucent | 3DH03137AB |  | Used | MDR8000 Transmitter Module (6525-6875 MHz) | Microwave | 1
Alcatel-Lucent | 3DH03137AG |  | New | MDR8000 Transmitter Module (6425-6525 MHz) | Microwave | 2
Alcatel-Lucent | 3DH03137AH |  | Used | MDR8000 Transmitter Module (6525-6875 MHz) | Microwave | 14
Alcatel-Lucent | 3DH03144AA |  | Used | MDR8000 LBO (0-330') DS1 LINEAR | Microwave | 16
Alcatel-Lucent | 3DH03155AB |  | Un-Used | MDR8000 Controller AE-37Y | Microwave | 5
Alcatel-Lucent | 3DH03155AB |  | Used | MDR8000 Controller AE-37Y | Microwave | 69
Alcatel-Lucent | 3DH03164AB |  | Un-Used | MDR8000 Power Supply CE-16BB-1 24-48VDC (New Style) | Microwave | 5
Alcatel-Lucent | 3DH03164AB |  | Used | MDR8000 Power Supply CE-16BB-1 24-48VDC (New Style) | Microwave | 102
Alcatel-Lucent | 3DH03169AR |  | Used | MDR8000 DX-35N, I/O Interface, DS3 | Microwave | 20
Alcatel-Lucent | 3DH03173AG |  | Used | MDR8000 DS3 LBO Module | Microwave | 1
Alcatel-Lucent | 3DH03173AK |  | Used | MDR8000 3DS3 LBO | Microwave | 10
Alcatel-Lucent | 3DH03218AA |  | New | MDR8000 Power Amplifier, +29/30 dBm (5725-6425) | Microwave | 1
Alcatel-Lucent | 3DH03218AA |  | Used | MDR8000 Power Amplifier, +29/30 dBm (5725-6425) | Microwave | 33
Alcatel-Lucent | 3DH03218AB |  | Used | MDR8000 Power Amplifier, +23 dBm (6425-7125) | Microwave | 2
Alcatel-Lucent | 3DH03218AB |  | Used | MDR8000 Power Amplifier, +23 dBm (6425-7125) | Microwave | 12
Alcatel-Lucent | 3DH03218AC |  | New | MDR8000 Power Amplifier, +29/30 dBm (5725-6425) | Microwave | 1
Alcatel-Lucent | 3DH03218AC |  | Used | MDR8000 Power Amplifier, +29/30 dBm (5725-6425) | Microwave | 95
Alcatel-Lucent | 3DH03218AD |  | Used | MDR8000 Power Amplifier, +29 dBm (6425-7125) | Microwave | 11
Alcatel-Lucent | 3DH03218AE |  | Used | MDR8000 Power Amplifier 5.925-6.425 GHz+31 dBm | Microwave | 32
Alcatel-Lucent | 3DH03218AF |  | Used | MDR8000 Power Amplifier, +31 dBm (6525-7125) | Microwave | 4
Alcatel-Lucent | 3DH03218AF |  | Used | MDR8000 Power Amplifier, +31 dBm (6525-7125) | Microwave | 1
Alcatel-Lucent | 3DH03218AG |  | Used | MDR8000 Power Amplifier 5.850-6.425,+33dB | Microwave | 16
Alcatel-Lucent | 3DH03218AH |  | New | MDR8000 Power Amplifier, +29/30 dBm (5725-6425) | Microwave | 2
Alcatel-Lucent | 3DH03218AH |  | Used | MDR8000 Power Amplifier, +29/30 dBm (5725-6425) | Microwave | 6
Alcatel-Lucent | 3DH03219AA |  | Used | MDR8000 Relay Interface AE-27AF-1 | Microwave | 59
Alcatel-Lucent | 3DH03228AG |  | Used | MDR8000 Transmitter 10000-10700 MHz | Microwave | 22
Alcatel-Lucent | 3DH03228AH | DRR2BR0AAA | Used | MDR8000 Transmitter (10700-11200 MHz) | Microwave | 22
Alcatel-Lucent | 3DH03228AJ |  | Used | MDR8000 Transmitter 11200-11700 MHz | Microwave | 12
Alcatel-Lucent | 3DH03231AA |  | Used | MDR8000 Receiver 10450-10700 MHz UD-36AP | Microwave | 2
Alcatel-Lucent | 3DH03231AE |  | Used | MDR8000 Receiver 10700-11200 MHz DS3 | Microwave | 6
Alcatel-Lucent | 3DH03231AF |  | Used | MDR8000 Receiver 10450-10700 MHz UD-36AP | Microwave | 5
Alcatel-Lucent | 3DH03231AK |  | Used | MDR8000 Receiver 10400-10700 | Microwave | 6
Alcatel-Lucent | 3DH03231AN |  | Used | MDR8000 Receiver 10000-10700 MHz | Microwave | 62
Alcatel-Lucent | 3DH03231AP |  | Used | MDR8000 Receiver 10700-11200MHz | Microwave | 16
Alcatel-Lucent | 3DH03231AQ |  | Used | MDR8000 Receiver, 11.2-11.7 GHz UP-36AP | Microwave | 16
Alcatel-Lucent | 3DH03236AC |  | Used | MDR8000 Transmitter 5850-5925MHz | Microwave | 1
Alcatel-Lucent | 3DH03236AC |  | Used | MDR8000 Transmitter 5850-5925MHz | Microwave | 5
Alcatel-Lucent | 3DH03236AF |  | Un-Used | MDR8000 Transmitter Module (5725-6425) | Microwave | 1
Alcatel-Lucent | 3DH03236AF | DRR2CFL | Used | MDR8000 Transmitter 5725-6425 MHz | Microwave | 26
Alcatel-Lucent | 3DH03239AF |  | Used | MDR8000 6GHz Receiver Module (5725-6425) | Microwave | 1
Alcatel-Lucent | 3DH03239AM |  | Un-Used | MDR8000 6L GHz Receive Module (5725-6425) | Microwave | 4
Alcatel-Lucent | 3DH03239AM | DRR2M08AAA | Used | MDR8000 Receiver 5725-6425MHz | Microwave | 87
Alcatel-Lucent | 3DH03239AM | DRR2M08AAA | Used | MDR8000 Receiver 5725-6425MHz | Microwave | 2
Alcatel-Lucent | 3DH04122AJ |  | Used | MDR8000 Hot-Standby Shelf with 3DH03142AB Backplane | Microwave | 8
Alcatel-Lucent | 3DH04122HA |  | New | Waveguide Adapter CPR-137 Flange | Microwave | 2
Alcatel-Lucent | 3DH04123AA |  | Used | MDR8000 Oscillator Board Crystal 6425-7125 MHz | Microwave | 3
Alcatel-Lucent | 3DH04123AA-155-1966-068 |  | Used | MDR8000 Oscillator Board with Crystal part #155-1966-068 (109.7500MHz) | Microwave | 1
Alcatel-Lucent | 3DH04123AA-155-1966-107 |  | Used | MDR8000 Oscillator with Crystal Frequency 110.2500 MHz, Channel Frequency 6615MHz | Microwave | 1
Alcatel-Lucent | 3DH04123AA-155-1966-201 |  | Used | MDR8000 Oscillator Board (Frequency 111.3854 MHz) | Microwave | 1
Alcatel-Lucent | 3DH04123AA-155-1966-217 |  | Used | MDR-8000 Oscillator Board (Frequency 111.5833 MHz)) | Microwave | 1
Alcatel-Lucent | 3DH04123AA-155-1966-279 |  | Used | MDR8000 Oscillator Board with Crystal part # 155-1966-279 Frequency 112.4167 MHz | Microwave | 1
Alcatel-Lucent | 3DH04123AB-155-1966-569 |  | Used | MDR8000 Oscillator Board (Frequency 140.7667 MHz) | Microwave | 1
Alcatel-Lucent | 3DH04123AB-155-1966-698 |  | Used | MDR8000 Oscillator Board (Frequency 141.5750 MHz) | Microwave | 1
Alcatel-Lucent | 3DH04123AB-155-1966-708 |  | Used | MDR8000 Oscillator Board (Frequency 141.6333 MHz) | Microwave | 1
Alcatel-Lucent | 3DH04123AB-155-3093-073 |  | Used | MDR8000 Oscillator Board with Crystal Frequency 142.8667 MHz and TX 10715 MHz | Microwave | 1
Alcatel-Lucent | 3DH04123AB-155-3093-083 |  | Used | MDR8000 Oscillator Board (Frequency 148.2000 MHz) | Microwave | 1
Alcatel-Lucent | 3DH04123AB-155-3093-086 |  | Used | MDR8000 Oscillator Board (Frequency 149.5333 MHz) | Microwave | 1
Alcatel-Lucent | 3DH04123AB-155-3093-088 |  | Used | MDR8000 Oscillator Board (Frequency 150.4667MHz) | Microwave | 1
Alcatel-Lucent | 3DH04123AB-155-3093-096 |  | Used | MDR8000 Oscillator Board (Frequency 154.7333 MHz) | Microwave | 2
Alcatel-Lucent | 3DH04123AC-155-9000-537 |  | Used | MDR8000 Oscillator Board (Frequency 129.9792 MHz) | Microwave | 1
Alcatel-Lucent | 3DH04123AG-155-1966-094 |  | Used | Oscillator & Crystal 6605.000MHZ 110.0833MHZ | Microwave | 4
Alcatel-Lucent | 3DH04123AG-155-1966-121 |  | Used | MDR8000 Oscillator Board with Crystal part # 155-1966-121 Frequency 110.4167, 6625MHz | Microwave | 2
Alcatel-Lucent | 3DH04123AG-155-1966-135 |  | Used | Oscillator & Crystal 6635.000MHZ 110.5833MHZ |  | 1
Alcatel-Lucent | 3DH04123AG-155-1966-149 |  | Un-Used | Oscillator & Crystal (110.7500MHz) | Microwave | 3
Alcatel-Lucent | 3DH04123AG-155-1966-149 |  | Used | Oscillator & Crystal 6645.000MHZ 110.7500MHZ | Microwave | 1
Alcatel-Lucent | 3DH04123AG-155-1966-190 |  | Used | MDR8000 Oscillator Board with Crystal 111.2500 Mhz, Channel Frequency 6675.000 MHz | Microwave | 2
Alcatel-Lucent | 3DH04123AG-155-1966-217 |  | Used | Oscillator & Crystal 6695.000MHZ 111.5833MHZ | Microwave | 2
Alcatel-Lucent | 3DH04123AH |  | Used | MDR8000 Oscillator Board 6765-7080 MHz | Microwave | 2
Alcatel-Lucent | 3DH04123AH-155-0821-275 |  | Used | MDR8000 Oscillator Board, Crystal Frequency 112.7500 MHz | Microwave | 3
Alcatel-Lucent | 3DH04123AH-155-1966-346 |  | Used | MDR8000 Oscillator Board, Crystal Frequency 113.9167 MHz Chan. Freq. 6835.000 MHz | Microwave | 4
Alcatel-Lucent | 3DH04123AH-155-1966-356 |  | Used | MDR8000 Oscillator Board TX/RX Assembly 6835.000 MHz. Crystal Frequency 114.25 MHz | Microwave | 2
Alcatel-Lucent | 3DH04123AH-289-4429-004 |  | Used | MDR8000 Oscillator Board with Crystal part # 289-4429-004 Frequency 113.0833 6785MHz | Microwave | 2
Alcatel-Lucent | 3DH04123AH-289-4429-012 |  | Used | Oscillator & Crystal 6795.000MHZ 113.2500MHZ | Microwave | 1
Alcatel-Lucent | 3DH04123AH-289-4429-022 |  | Un-Used | Oscillator & Crystal 6805.000MHZ 113.4167MHZ | Microwave | 3
Alcatel-Lucent | 3DH04123AH-289-4429-022 |  | Used | Oscillator & Crystal 6805.000MHZ 113.4167MHZ | Microwave | 1
Alcatel-Lucent | 3DH04123AH-289-4430-034 |  | Used | MDR8000 Oscillator Board, Crystal Frequency 113.7500MHz - Chan. Freq. 6825MHz | Microwave | 4
Alcatel-Lucent | 3DH04123AL-155-0821-549 |  | Used | MDR8000 Oscillator Board with Crystal (131.3861 MHz) | Microwave | 2
Alcatel-Lucent | 3DH04123AL-155-1966-406 |  | Used | MDR 8000 Oscillator Board 5850-6425 MHz with Crystal 134.0922 MHz | Microwave | 2
Alcatel-Lucent | 3DH04123AL-155-3093-002 |  | Used | MDR8000 Oscillator Board (Frequency 132.1156 MHz 5945.200) | Microwave | 8
Alcatel-Lucent | 3DH04123AL-155-3093-005 |  | Used | MDR8000 Oscillator Board (Frequency 132.7744 MHz 5974.850 ) | Microwave | 11
Alcatel-Lucent | 3DH04123AL-155-3093-008 |  | Used | MDR8000 Oscillator Board (Frequency 133.4333 MHz) | Microwave | 7
Alcatel-Lucent | 3DH04123AL-155-3093-011 |  | Un-Used | MDR8000 Oscillator Board, Crystal Frequency 134.0922 MHz ? Chan. Freq. 6034.150 MHz | Microwave | 1
Alcatel-Lucent | 3DH04123AL-155-3093-011 |  | Used | MDR8000 Oscillator Board (Frequency 134.0922 MHz) | Microwave | 7
Alcatel-Lucent | 3DH04123AL-155-3093-014 |  | Un-Used | MDR8000 Oscillator Board (Frequency 134.7511 MHz) | Microwave | 1
Alcatel-Lucent | 3DH04123AL-155-3093-014 |  | Used | MDR8000 Oscillator Board (Frequency 134.7511 MHz) | Microwave | 3
Alcatel-Lucent | 3DH04123AL-155-3093-017 |  | Used | MDR-8000 Oscillator Board (Frequency 135.4100 MHz / 6093.450 MHz ) | Microwave | 9
Alcatel-Lucent | 3DH04123AL-155-3093-020 |  | Used | MDR8000 Oscillator Board (Frequency 136.0689 MHz/ 6123.100 MHz) | Microwave | 2
Alcatel-Lucent | 3DH04123AM-155-1966-563 |  | Used | MDR8000 Oscillator with Crystal 140.7083MHz | Microwave | 4
Alcatel-Lucent | 3DH04123AM-155-1966-698 |  | Used | MDR8000 Oscillator Board (Frequency 141.5750 MHz) | Microwave | 4
Alcatel-Lucent | 3DH04123AM-155-3093-026 |  | Used | MDR8000 Oscillator Board (Frequency 137.7164 MHz Channel Frequency 6197.240) | Microwave | 9
Alcatel-Lucent | 3DH04123AM-155-3093-029 |  | Used | MDR8000 Oscillator Board and Crystal Channel Frequency 6226.890 MHz and Crystal Frequency 138.3753 MHz | Microwave | 6
Alcatel-Lucent | 3DH04123AM-155-3093-032 |  | Used | MDR8000 Oscillator Board (Frequency 139.0342 MHz) | Microwave | 5
Alcatel-Lucent | 3DH04123AM-155-3093-035 |  | Used | MDR8000 Oscillator Board (Frequency 139.6931 MHz) | Microwave | 1
Alcatel-Lucent | 3DH04123AM-155-3093-038 |  | Un-Used | MDR8000 Oscillator Board (Frequency 140.3520 MHz) | Microwave | 1
Alcatel-Lucent | 3DH04123AM-155-3093-038 |  | Used | MDR8000 Oscillator Board (Frequency 140.3520 MHz) | Microwave | 5
Alcatel-Lucent | 3DH04123AM-155-3093-041 |  | Used | MDR8000 Oscillator Board (Frequency 141.0109 MHz) | Microwave | 14
Alcatel-Lucent | 3DH04123AN-155-3093-050 |  | Un-Used | MDR8000 Oscillator Board (Frequency 143.6667 MHz) | Microwave | 4
Alcatel-Lucent | 3DH04123AN-155-3093-073 |  | Used | MDR8000 Oscillator Board with Crystal Frequency 142.8667 MHz and TX 10715 MHz | Microwave | 3
Alcatel-Lucent | 3DH04123AN-155-3093-074 |  | Used | MDR8000 Oscillator Board Channel Frequency 11,130.625-11,175 MHz & Crystal Frequency 143.4000 MHz | Microwave | 6
Alcatel-Lucent | 3DH04123AN-155-3093-076 |  | Used | MDR8000 Oscillator Board 11130.625-11175 MHz Crystal 144.4667 MHz | Microwave | 7
Alcatel-Lucent | 3DH04123AN-155-3093-079 |  | Used | MDR8000 Oscillator Board (Frequency 146.0667 MHz) | Microwave | 2
Alcatel-Lucent | 3DH04123AN-155-3093-080 |  | Used | MDR8000 Oscillator Board (Frequency 146.6000 MHz) | Microwave | 3
Alcatel-Lucent | 3DH04123AN-155-3093-083 |  | Used | MDR8000 Oscillator Board (Frequency 148.2000 MHz) | Microwave | 6
Alcatel-Lucent | 3DH04123AP |  | Used | MDR8000 Oscillator Board | Microwave | 2
Alcatel-Lucent | 3DH04123AP-155-3093-086 |  | Used | MDR8000 Oscillator Board 3DH04123AP and Crystal part number 155-3093-086 with Frequency 149.5333 MHz | Transport | 4
Alcatel-Lucent | 3DH04123AP-155-3093-087 |  | Used | MDR8000 Oscillator with Crystal 149.9333 MHz | Microwave | 1
Alcatel-Lucent | 3DH04123AP-155-3093-088 |  | Used | MDR8000 Oscillator Board 155-3093-088 crystal | Microwave | 1
Alcatel-Lucent | 3DH04123AP-155-3093-089 |  | Used | MDR8000 Oscillator Board with Crystal part # 155-3093-089 Frequency 11325 MHz and 151.0000 MHz | Microwave | 7
Alcatel-Lucent | 3DH04123AP-155-3093-092 |  | Used | MDR8000 Oscillator Board with Crystal part # 155-3093-092 Frequency 11215-11665 MHz and 152.6000 MHz | Microwave | 3
Alcatel-Lucent | 3DH04123AP-155-3093-093 |  | Used | MDR8000 Oscillator Board (Frequency 153.1333 MHz) | Microwave | 2
Alcatel-Lucent | 3DH04123AP-155-3093-096 |  | Used | MDR8000 Oscillator Board (Frequency 154.7333 MHz) | Microwave | 4
Alcatel-Lucent | 3DH04123AQ-155-1966-229 |  | Used | MDR8000 Oscillator Board with Crystal part #155-1966-229 Frequency 6705 MHz and 111.7500 MHz | Microwave | 3
Alcatel-Lucent | 3DH04136AA |  | Used | MDR8000 Power Amplifier +27 10550-10700MHz | Microwave | 16
Alcatel-Lucent | 3DH04136AB |  | Used | MDR8000 Power Amplifier 10700-11200 MHz +27 dBm | Microwave | 8
Alcatel-Lucent | 3DH04136AC |  | Used | MDR8000 Power Amplifier (11200-11700 MHz)+27 dBm | Microwave | 13
Alcatel-Lucent | 3DH04136AD |  | Used | MDR-8000 Power Amplifier +23 dBm (10550-10700 MHz) | Microwave | 12
Alcatel-Lucent | 3DH04136AE |  | Used | MDR8000 Power Amplifier +27 10550-10700MHz | Microwave | 9
Alcatel-Lucent | 3DH04136AF |  | Used | MDR8000 Power Amplifiers +23 11200-11700MHz | Microwave | 9
Alcatel-Lucent | 3DH04136AG |  | Used | MDR-8000 Power Amplifier +29 dBm (10550-10700 MHz) | Microwave | 7
Alcatel-Lucent | 3DH04136AH |  | Used | MDR8000 Power Amplifier +29 dBm 10700-11200 MHz | Microwave | 1
Alcatel-Lucent | 3DH04136AJ |  | Used | MDR8000 Power Amplifier +29 dBm (11200-11700 MHz) | Microwave | 2
Alcatel-Lucent | 3DH04170AD |  | Used | MDR8000 Transmitter 7700-8500 MHz UD-35AR | Microwave | 3
Alcatel-Lucent | 3DH04175AE |  | Used | MDR8000 Receiver, 7125-7750 MHz. | Microwave | 1
Alcatel-Lucent | 3DH04175AK |  | Used | MDR8000 Receiver 7700-8500 MHz | Microwave | 3
Alcatel-Lucent | 3EM01583AA |  | Used | MDR8000 Capacity Key 1DS3 | Microwave | 84
Alcatel-Lucent | 3EM01583AB |  | Used | MDR8000 Capacity 3xDS3 Key | Microwave | 44
Alcatel-Lucent | 3EM02079AA | SNI5ER0 | Used | MODULE:1603SM LOW SPD INTFT MOD | Transport | 5
Alcatel-Lucent | 3EM03134AC | DRR3AGH | Used | MDR8000 OC-3 I/O Interface DX-35P | Microwave | 25
Alcatel-Lucent | 3EM03367AA |  | Used | MDR8000 Backplane - OC3 AUXILIARY | Microwave | 6
Alcatel-Lucent | 3EM04070AA |  | Used | MDR8000 Power Amplifier +23 dBm 7125-7750 MHz | Microwave | 1
Alcatel-Lucent | 3EM04177AA |  | Used | MDR8000 Capacity Key for STS-1 128 TCM | Microwave | 43
Alcatel-Lucent | 3EM04177AB |  | Used | MDR8000 Capacity Key for OC3 128 TCM | Microwave | 100
Alcatel-Lucent | 3EM09037AA |  | Used | MDR8000 Power Amplifier 33dBm 2025-2285 MHz | Microwave | 3
Alcatel-Lucent | 3EM09037AD |  | Used | MDR-8000 Power Amplifier +31dBm | Power | 3
Alcatel-Lucent | 3EM09626AG |  | Used | MDR8000 Transmitter 1755-1850 MHz | Microwave | 4
Alcatel-Lucent | 3EM09628AJ |  | Used | MDR8000 Receiver 1755-1850 MHz | Microwave | 4
Alcatel-Lucent | 3EM10486AA |  | Used | MDR8505u Diplexer 5810-5745 MHz | Microwave | 8
Alcatel-Lucent | 3EM11285AA |  | Used | MDR8000 Oscillator Crystal 127.3333 MHz 5730 MHz Channel Freq Unlicensed | Microwave | 2
Alcatel-Lucent | 3EM11285AA-155-1966-937 |  | Used | MDR8000 Oscillator Crystal 127.3333 5730 MHz Channel Freq Unlicensed | Microwave | 3
Alcatel-Lucent | 3EM11285AB |  | Used | MDR8000 Oscillator Crystal 129.5556 MHz 5735 MHz Channel Freq Unlicensed | Microwave | 2
Alcatel-Lucent | 3EM11285AB-155-0821-713 |  | Used | MDR8000 Oscillator Crystal 127.4444 MHz | Microwave | 6
Alcatel-Lucent | 3EM11285AC |  | New | MDR8000 Oscillator 5825 MHz Channel Frequency | Microwave | 1
Alcatel-Lucent | 3EM11285AC |  | Used | MDR8000 Oscillator 5825 MHz Channel Frequency | Microwave | 2
Alcatel-Lucent | 3EM11285AC-155-0821-714 |  | Used | MDR8000 Oscillator 5825 MHz Channel Frequency | Microwave | 9
Alcatel-Lucent | 3EM11285AD |  | Used | MDR8000 Oscillator Crystal 127.6667 MHz 5745 MHz Channel Freq Unlicensed | Microwave | 1
Alcatel-Lucent | 3EM11285AE |  | Used | MDR8000 Oscillator Crystal 129.6667 MHz 5835 MHz | Microwave | 3
Alcatel-Lucent | 3EM11285AE-155-0821-838 |  | Used | MDR8000 Oscillator Crystal 127.7778 MHz | Microwave | 1
Alcatel-Lucent | 3EM11285AF |  | Used | MDR8000 Oscillator Crystal 128.0000 MHz 5760 MHz Channel Freq Unlicensed | Microwave | 1
Alcatel-Lucent | 3EM11285AF-155-0821-642 |  | Used | MDR8000 Oscillator Crystal 128.0000 MHz 5760 MHz Channel Freq Unlicensed | Microwave | 3
Alcatel-Lucent | 3EM11285AG |  | Used | MDR8000 Oscillator Crystal 128.1111 MHz) 5765 MHz Channel Freq Unlicensed | Microwave | 3
Alcatel-Lucent | 3EM11285AH |  | Used | MDR8000 Oscillator Crystal 128.2222 MHz 5740 MHz | Microwave | 4
Alcatel-Lucent | 3EM11285AH-155-0821-718 |  | Used | MDR8000 Oscillator Crystal 128.2222 MHz 5740 MHz | Microwave | 10
Alcatel-Lucent | 3EM11285AJ |  | Used | MDR8000 Oscillator Crystal 128.3333 MHz 5775 MHz Channel Freq Unlicensed | Microwave | 3
Alcatel-Lucent | 3EM11285AJ-155-0821-586 |  | Used | MDR8000 Oscillator Crystal 128.3333 MHz 5775 MHz Channel Freq Unlicensed | Microwave | 3
Alcatel-Lucent | 3EM11285AK |  | Used | MDR8000 Oscillator Crystal 128.4444 MHz 5780 MHz Channel Freq Unlicensed | Microwave | 1
Alcatel-Lucent | 3EM11285AL |  | Used | MDR8000 Oscillator Crystal 128.7778 MHz 5795 MHz Channel Freq Unlicensed | Microwave | 1
Alcatel-Lucent | 3EM11285AL-155-0821-722 |  | Used | MDR8000 Oscillator Crystal 128.7778 MHz | Microwave | 2
Alcatel-Lucent | 3EM11285AL-155-0821-722 |  | Used | MDR8000 Oscillator Crystal 128.7778 MHz | Microwave | 1
Alcatel-Lucent | 3EM11285AM |  | Used | MDR8000 Oscillator Crystal 128.8889 MHz 5800 MHz Channel Freq Unlicensed | Microwave | 2
Alcatel-Lucent | 3EM11285AM-155-0821-839 |  | Used | MDR8000 Oscillator Crystal 128.8889 MHz 5800 MHz Channel Freq Unlicensed | Microwave | 7
Alcatel-Lucent | 3EM11285AN |  | Used | MDR8000 Oscillator Crystal 127.7778 MHz 5750 MHz Channel Frequency | Microwave | 3
Alcatel-Lucent | 3EM11285AP |  | Used | MDR8000 Oscillator Crystal 129.1111 MHz 5810 MHz Channel Freq Unlicensed | Microwave | 2
Alcatel-Lucent | 3EM11285AR |  | Used | MDR8000 Oscillator Crystal 129.4444 MHz Channel Frequency 5805 MHz | Microwave | 2
Alcatel-Lucent | 3EM11285AR-155-0821-840 |  | Used | MDR8000 Oscillator Crystal 129.4444 MH 5805 MHz Channel Frequency | Microwave | 2
Alcatel-Lucent | 3EM11285AS |  | Used | MDR8000 Oscillator Crystal 129.5556 MHz 5830 MHz Channel Freq Unlicensed | Microwave | 2
Alcatel-Lucent | 3EM11285AT |  | Used | MDR8000 Oscillator Crystal 129.6667 MHz 5770 MHz Channel Frequency | Microwave | 2
Alcatel-Lucent | 3EM11285AT-155-0821-691 |  | Used | MDR8000 Oscillator Board Crystal 129.6667MHz channel 5770 MHz | Microwave | 15
Alcatel-Lucent | 3EM11285AU |  | Used | MDR8000 Oscillator Crystal 129.7778 MHz | Microwave | 3
Alcatel-Lucent | 3EM11285AU-155-0821-842 |  | Used | MDR8000 Oscillator Crystal 129.7778 MHz | Microwave | 2
Alcatel-Lucent | 3EM11285AV |  | Used | MDR8000 Oscillator Crystal 129.8889 MHz 5845 MHz Channel Freq Unlicensed | Microwave | 1
Alcatel-Lucent | 3EM12219AB | WMUCAJDBAA | Used | 1677SL Common Control Card | Transport | 2
Alcatel-Lucent | 3EM12309AB | WMEDV0P | Used | 1677 SL Stratum-3 Timing Module | Transport | 1
Alcatel-Lucent | 3EM12349AA | SOC2W01CAA | Used | 1671SC COMMON CONTROL CARD W/FLASH | Transport | 1
Alcatel-Lucent | 3EM13317AA |  | Un-Used | 9500 MPR Power Distribution Panel (Does not have optional Alarm Card 3EM10496AA) | Microwave | 6
Alcatel-Lucent | 3EM13317AA |  | Used | 9500 MPR Power Distribution Panel (Does not have optional Alarm Card 3EM10496AA) | Microwave | 2
Alcatel-Lucent | 3EM13462AA |  | Used | MDR8000 TMN Interface Card | Microwave | 6
Alcatel-Lucent | 3EM13462AB |  | Un-Used | TMN Interface SNMP | Microwave | 3
Alcatel-Lucent | 3EM13462AB |  | Used | MDR8000 TMN Interface SNMP | Microwave | 7
Alcatel-Lucent | 3EM14046AD |  | Used | Dual input RCVR 6400-6525 | Microwave | 1
Alcatel-Lucent | 3EM14046AE |  | Used | MDR8000 Dual Input Receiver 6525-6875MHz | Microwave | 2
Alcatel-Lucent | 3EM14098AA |  | Used | MDR8000 Fan Unit | Microwave | 1
Alcatel-Lucent | 3EM14098AA |  | Used | MDR8000 Fan Unit | Microwave | 10
Alcatel-Lucent | 3EM15831AC |  | Used | MDR8000 Chassis with Backplane SAW, DS1/E1/DS3 SAW | Microwave | 2
Alcatel-Lucent | 3EM16169AA |  | Un-Used | MDR8000 Ethernet I/O | Microwave | 4
Alcatel-Lucent | 3EM16169AA |  | Used | MDR8000 Ethernet I/O | Microwave | 1
Alcatel-Lucent | 3EM16169AA |  | Used | MDR8000 Ethernet I/O | Microwave | 115
Alcatel-Lucent | 3EM16300AA |  | Un-Used | MDR8000 LBO Line Interface Card (Ethernet) | Microwave | 1
Alcatel-Lucent | 3EM16300AA |  | Used | MDR8000 LBO Line Interface Card (Ethernet) | Microwave | 85
Alcatel-Lucent | 3EM19148AA |  | Used | MDR8000 Fan Tray Assembly without Laptop Shelf For SIR & DIR (Non Nebs) | Microwave | 14
Alcatel-Lucent | 3EM19148AC |  | Un-Used | MDR8000 Fan Tray Assembly without Laptop Shelf For SIR & DIR (Non Nebs) Mount under the PDU | Microwave | 4
Alcatel-Lucent | 3EM19148AC |  | Used | MDR8000 Fan Tray Assembly without Laptop Shelf For SIR & DIR (Non Nebs) Mount under the PDU | Microwave | 15
Alcatel-Lucent | 3EM20277AA |  | Used | SFP Module, 850 nm, multimode, 550 meters | Microwave | 4
Alcatel-Lucent | 3EM21339AD |  | Used | 16 DS1 Cable Stub (SCSI-Open) 50' Spare Side, 9500MPR | Microwave | 3
Alcatel-Lucent | 3EM22617AA |  | Used | 9500MPR MPT-HL 5725-6425 MHz Standard Power | Microwave | 5
Alcatel-Lucent | 3EM22617AB |  | Used | 9500MPR MPT-HL Transceiver U6, 6425-6930 MHz | Microwave | 1
Alcatel-Lucent | 3EM22617AC |  | Used | 9500MPR MPT-HL, High Power, Transceiver 5725-6425 MHz HI Power | Microwave | 1
Alcatel-Lucent | 3EM22617AD |  | Used | 9500MPR MPT-HL Transceiver Assembly 6425-6930 MHz HI Power | Microwave | 1
Alcatel-Lucent | 3EM23086AQAA |  | Used | 9500 MPR R5.1 Flash Card ICS01 | Microwave | 3
Alcatel-Lucent | 3HE00024CA |  | Used | SFP 100M FX - LC ROHS 6/6 DDM -40/85C | Data 1 | 80
Alcatel-Lucent | 3HE00027CA |  | Used | SFP GIGE SX-LC ROHS 6/6, 1PT 1000BASE-SX | Data 1 | 1
Alcatel-Lucent | 3HE00028CA |  | Used | SFP 7705 & 7750 MPLS Series 1-port 1000BASE-LX Optics Module, SMF, DDM | Data 1 | 11
Alcatel-Lucent | 3HE00028CA |  | Used | SFP 7705 & 7750 MPLS Series 1-port 1000BASE-LX Optics Module, SMF, DDM | Data 1 | 4
Alcatel-Lucent | 3HE00028CA-AA01 |  | Used | SFP 7705 & 7750 MPLS Series 1-port 1000BASE-LX Optics Module, SMF, DDM | Data 1 | 2
Alcatel-Lucent | 3HE00062AA | IPUIAEH | Un-Used | SFP - 7705SAR GIGE TX SFP COPPER MOD - RJ45 | Data 1 | 3
Alcatel-Lucent | 3HE00062CB |  | Used | SFP-GIGE Base-T RJ45 R6/6 DDM -40/85 | Data 1 | 9
Alcatel-Lucent | 3HE00564CA |  | Used | XFP LR (Long Range 10 km) LC 7750 | Data 1 | 55
Alcatel-Lucent | 3HE00867CA |  | Used | SFP GIGE EX - LC ROHS 6/6 DDM - 40/85C | Data 1 | 4
Alcatel-Lucent | 3HE01014AA |  | Used | Card: 7710 SR Control / Forwarding Module 12 Gbps (CFM) | Data 1 | 1
Alcatel-Lucent | 3HE02772AA |  | Un-Used | 7705 Auxiliary Alarm Card (-48/+24 VDC) | Data | 4
Alcatel-Lucent | 3HE02773AA | IPMJJ10 | Un-Used | 7705 SAR-8 MPLS Service Router Chassis Without Fan V1 | Data 1 | 17
Alcatel-Lucent | 3HE02773AA |  | Used | 7705 SAR-8 MPLS Service Router Chassis Without Fan V1 | Data 1 | 5
Alcatel-Lucent | 3HE02774AB |  | Used | 7705SAR CONTROL MODULE - CSM-V2 | Data 1 | 44
Alcatel-Lucent | 3HE02774BA |  | Used | 7705 SAR Control and Switch Module 8 Gbps | Data 1 | 1
Alcatel-Lucent | 3HE02775AB |  | Un-Used | 7705 SAR-8 16-Port T1/E1 ASAP Card +24/-48VDC V2 | Data | 1
Alcatel-Lucent | 3HE02776AB |  | Used | 7705SAR-8 8 PORT GE/FE Ethernet Card V2 | Data 1 | 39
Alcatel-Lucent | 3HE02776BA |  | Used | 7705 SAR 8-PORT GE/FE Ethernet VLAN Card V2 (+24VDC) | Data | 1
Alcatel-Lucent | 3HE03398AB |  | Un-Used | Cable: 7705SAR T1/E1 CABLE 28 AWG OPEN-ENDED 15M | Data 1 | 3
Alcatel-Lucent | 3HE03400AA |  | Used | 7705SAR-8 Power Cable, 4M | Data 1 | 3
Alcatel-Lucent | 3HE03611AA |  | Used | 7750 10PT GE-MDA | Data 1 | 2
Alcatel-Lucent | 3HE03685AA | IPPAABHBAA | Used | 7750 MDA-XP 2-PORT 10GBASE ETHERNET MODULE | Data 1 | 2
Alcatel-Lucent | 3HE04589AA |  | Un-Used | 7750 Cable Management Tray | Data 1 | 1
Alcatel-Lucent | 3HE04741AA |  | Used | 7750 5-port 10GigE IMM-XFP Interface Card | Data 1 | 1
Alcatel-Lucent | 3HE04939AA | IPU3AM9 | Used | SFP GBE CWDM 1470 | Data 1 | 23
Alcatel-Lucent | 3HE05051AB |  | Used | 7705 SAR-M with 16 T1/E1, 7 GigE, -48/+24 VDC | Data 1 | 2
Alcatel-Lucent | 3HE05580AB |  | Used | 7210 SAS-M/T ETR AC Power Supply | Data 1 | 1
Alcatel-Lucent | 3HE06151AB |  | Used | 7705 SAR-8 8 Port GE SFP Card V2 | Data 1 | 29
Alcatel-Lucent | 3HE06791AA |  | New | 7705 SAR-8 Shelf V2 accepts Redundant DC | Data 1 | 5
Alcatel-Lucent | 3HE06791AA |  | Used | 7705 SAR-8 Shelf V2 accepts Redundant DC | Data | 4
Alcatel-Lucent | 3HE06791AA |  | Used | 7705 SAR-8 Shelf V2 accepts Redundant DC | Microwave | 29
Alcatel-Lucent | 3HE06792AA |  | New | 7705 Fan Module for V2 Shelf SAR-8 | Data 1 | 1
Alcatel-Lucent | 3HE06792AA |  | Un-Used | 7705 Fan Module for V2 Shelf SAR-8 | Data 1 | 5
Alcatel-Lucent | 3HE06792AA |  | Used | 7705 Fan Module for V2 Shelf SAR-8 | Data 1 | 30
Alcatel-Lucent | 3JR08021AC |  | Un-Used | 9926 BBU FAN RACK MODULE 48V | Cell Site | 2
Alcatel-Lucent | 3JR08052AA |  | Used | 9926 BCEM Filler Module | Cell Site | 7
Alcatel-Lucent | 3JR20059DA |  | Un-Used | 9926 ECEM-U Card | Cell Site | 2
Alcatel-Lucent | 3JR20073BC |  | Used | 9926 BBU ECCM-U Card | Cell Site | 2
Alcatel-Lucent | 3JR20073CB |  | Used | eCCM-U For 9926 BBU | Cell Site | 1
Alcatel-Lucent | 3JR20120AB |  | Used | eCCM2 rate 5 LTE for 9926 d2U | Cell Site | 3
Alcatel-Lucent | 3JR37517AE |  | Used | LTE D2U RUCV5 RACK FANTRAY -48V | Cell Site | 7
Alcatel-Lucent | 3JR37517AF |  | Used | D2U RUCV5 RACK FAN TRAY | Cell Site | 1
Alcatel-Lucent | 3JR37526AA |  | Used | 9926 BBU V2, ENCLOSURE TYPE: IP20, 19 INCH CHASSIS | Cell Site | 3
Alcatel-Lucent | 3JR40703AB |  | Used | Card: eCCM2 | Cell Site | 6
Alcatel-Lucent | 3JR50501AF |  | Un-Used | eNodeB bCAM2 Controller and Modem Module | Cell Site | 1
Alcatel-Lucent | 3JR50506AF |  | Un-Used | eNodeB bCEM2 Broadband Converged Modem Module | Cell Site | 1
Alcatel-Lucent | 3JR52709AA |  | Used | AWS B4 REMOTE RADIO HEAD B4 RRH2X60-4R-A | Cell Site | 6
Alcatel-Lucent | 408762268 |  | Used | KS24671L1 C2PAM, comcode 408762268 | Cell Site | 2
Alcatel-Lucent | 408784338 |  | Used | Splitter Rack-2-900HP-1, 2:1 Mini-splitter, 850-900MHz | Cell Site | 8
Alcatel-Lucent | 408859056 |  | Used | Filter: PCS Duplex Filter A5. Mfg p/n: KS-24409-L80 | Cell Site | 2
Alcatel-Lucent | 408886497 |  | Used | Module: 24 PORT LAN SW W/NAPT | Data | 1
Alcatel-Lucent | 408889673 |  | Used | TCPR-3U-24-1449 MASTER CONTRLLER CARD | Cell Site | 1
Alcatel-Lucent | 408947174 |  | Used | RECTIFIER_SHELF, KS-24729L7 | Cell Site | 1
Alcatel-Lucent | 44WW32 |  | Used | Module: Modcell 4.0 CTDU | Cell Site | 3
Alcatel-Lucent | 44WW32B |  | Used | Module: Modcell 4.0 CTDU 850MHz | Cell Site | 3
Alcatel-Lucent | 501-0018-443-REV-B | SLC4EE0 | Used | Module: MEGAHUB DISK DR 9GB | Transport | 1
Alcatel-Lucent | 600308-393-001 |  | Used | 1603 SMX Power Converter A01 | Transport | 51
Alcatel-Lucent | 621156-000-001 | T1R3DDB | Used | Module: T1 MINTR LN RPTR | Transport | 10
Alcatel-Lucent | 622-6030-007 |  | Used | MDR4000 UM-40B-7 IF Combiner | Microwave | 10
Alcatel-Lucent | 622-7323-002 |  | Used | MDR4000 Power Supply Input 48VDC Output 10.5v CE-16AB-2 | Microwave | 1
Alcatel-Lucent | 622-7884-001 |  | Used | MDR4000 GHz Up Converter UM-61R-1 6 | Microwave | 83
Alcatel-Lucent | 622-8603-012 |  | Used | MDR4000 IF Amplifier 30 MHz | Microwave | 79
Alcatel-Lucent | 622-8642-002 |  | Used | MDR4000 Up Converter | Microwave | 1
Alcatel-Lucent | 622-8991-001 | DRPQ317 | Used | MDR-4106 Modulator, 1DS3, UD-35M-1, 16 QAM | Microwave | 1
Alcatel-Lucent | 622-9154-003 |  | Used | MDR5000 Output Conditioner | Microwave | 2
Alcatel-Lucent | 622-9203-004 |  | Used | MDR6000 Oscillator RF Source 7.1-8.5 GHz | Microwave | 1
Alcatel-Lucent | 622-9203-005 |  | Used | MDR6000 UM-62X-5 1.7-2.5 GHz | Microwave | 1
Alcatel-Lucent | 622-9203-007 |  | Used | MDR6000 Local Oscillator 1.4-1.6 GHz | Microwave | 1
Alcatel-Lucent | 622-9203-008 | DRPQBT3 | Used | MDR6000 Local Oscillator 5.8-7.1 GHz | Microwave | 11
Alcatel-Lucent | 622-9466-002 |  | Used | MDR4000 Source Assembly UM-6ZY 5.86-6.36 GHz | Microwave | 43
Alcatel-Lucent | 622-9491-004 |  | Used | ES 30D DS1 INTERFACE | Microwave | 2
Alcatel-Lucent | 622-9492-004 |  | Used | RDX-31 12 MULDEM | Microwave | 4
Alcatel-Lucent | 622-9608-001 |  | Used | 1624/1648SM, Radio, DSS 101, ROC-3/24 Orderwire | Transport | 19
Alcatel-Lucent | 625606-000-001 |  | Used | 1603/12SM HS OC3 IR | Transport | 1
Alcatel-Lucent | 625611-000-002 |  | Used | DMI102 Asynchronous DS1 VT/STS, requires companion VTG Unit | Transport | 43
Alcatel-Lucent | 625612-000-001 |  | Used | VTG101 DS1 ASYNC P/I | Transport | 2
Alcatel-Lucent | 625615-000-001 |  | Used | LDR301 DS3 LN-DRVR/RCV | Transport | 3
Alcatel-Lucent | 625636-000-001 |  | Used | 1603SMX BFL30I Heat Baffle with Fiber Storage and Gold Fins | Transport | 5
Alcatel-Lucent | 625637-000-001 |  | Used | 1603 Heat Baffle with Coax Patch Panel 12 DS3 | Transport | 4
Alcatel-Lucent | 644-0003-001 | SNC1E50 | Used | MDR4000 Shelf Processor SPC-101 | Microwave | 52
Alcatel-Lucent | 644-0030-002 |  | Used | 1648-SM Power Supply Module | Transport | 5
Alcatel-Lucent | 644-0051-001 |  | Used | 1648 TLM Interface | Transport | 1
Alcatel-Lucent | 644-0066-002 |  | Used | MDR4000 Power Amplifier 6.525 -6.875 GHz +29dBm | Microwave | 14
Alcatel-Lucent | 644-0067-004 |  | Used | MDR4000/MDR6000 Modulator, UD-35AC-4, 7305-7365MHz | Microwave | 1
Alcatel-Lucent | 644-0067-010 |  | Used | MDR6000 Modulator, UD-35AC-10, 7666.8-7730MHz | Microwave | 1
Alcatel-Lucent | 644-0070-001 | SNCMTB0 | Used | Module: 1631-SX 12 MULDEM MOD 1631-SX LMC | Transport | 1
Alcatel-Lucent | 644-0080-003 | DROSP05 | Used | MDR5000 5850-6425 MHz | Microwave | 78
Alcatel-Lucent | 644-0080-004 |  | Used | MDR5000 6400-7125 MHz | Microwave | 1
Alcatel-Lucent | 644-0082-003 |  | Used | MDR4000 Controller (AE-37R-3) | Microwave | 1
Alcatel-Lucent | 644-0089-001 |  | Used | MDR6000 Relay Interface | Microwave | 14
Alcatel-Lucent | 644-0090-001 |  | Used | MDR6000 Audio Interface | Microwave | 15
Alcatel-Lucent | 644-0091-001 |  | Used | MDR6000 OSS Interface | Microwave | 13
Alcatel-Lucent | 644-0091-002 |  | Used | MDR6000 OSS Interface Card | Microwave | 1
Alcatel-Lucent | 644-0092-001 |  | Used | MDR6000 AE-37S Controller | Microwave | 2
Alcatel-Lucent | 644-0093-001 |  | Used | MDR6000 I/O Expansion | Microwave | 28
Alcatel-Lucent | 644-0094-001 | DR07FRC | Used | MDR6000 I/O Interface | Microwave | 19
Alcatel-Lucent | 644-0095-002 |  | Used | MDR6000 Receiver Interface | Microwave | 1
Alcatel-Lucent | 644-0104-002 |  | Used | 1648 Ring Controller Modulator | Transport | 1
Alcatel-Lucent | 644-0107-001 |  | Used | MDR4000 MDR5000 Power Amplifier 6GHz-6UGHz 5.9-6.9GHz 15dBm Short Reach | Microwave | 4
Alcatel-Lucent | 644-0110-013 |  | Used | MDR4000 Input Conditioner UD-48R-13 | Microwave | 71
Alcatel-Lucent | 644-0111-013 |  | Used | MDR4000 UD-48 | Microwave | 70
Alcatel-Lucent | 644-0112-003 |  | Used | MDR4000 Modulator UD-35AF-3 | Microwave | 70
Alcatel-Lucent | 644-0113-003 | DRPQA8UPAA | Used | MDR4306S Demod 3STS1 OC3 UD-36AF-3 | Microwave | 1
Alcatel-Lucent | 644-0113-003 | DRPQA8UPAA | Used | MDR4306S Demod 3STS1 OC3 UD-36AF-3 | Microwave | 5
Alcatel-Lucent | 644-0115-001 |  | Used | MDR4000 Controller Processor AE-37U-1 | Microwave | 40
Alcatel-Lucent | 644-0132-001 |  | Used | MDR6000 Power Amplifier S 7.1-8.5 GHz, +15dBm | Microwave | 1
Alcatel-Lucent | 644-0139-004 |  | Used | 1633SX Optical Disk Drive Assembly | Microwave | 3
Alcatel-Lucent | 644-0150-001 |  | Used | MDR4000 Down Converter | Microwave | 1
Alcatel-Lucent | 644-0159-001 |  | Used | MDR4000 Regulator CE-16AZ-1 | Microwave | 4
Alcatel-Lucent | 644-0166-006 |  | Used | MDR6000 Demod 6587-6745MHz, UD-36AH-6 | Microwave | 5
Alcatel-Lucent | 644-0167-015 |  | Used | MDR6000 Modulator | Microwave | 12
Alcatel-Lucent | 644-0167-016 |  | Used | MDR6000 Modulator 6712-6747MHz, UD-35AJ-16 | Microwave | 1
Alcatel-Lucent | 644-0167-018 |  | Used | MDR6000 Modulator | Microwave | 3
Alcatel-Lucent | 644-0172-001 |  | Used | MDR4000 Down Converter UM-61AT-1 Upper 6 GHz | Microwave | 113
Alcatel-Lucent | 644-0173-003 |  | Used | DS3 Demodulator | Microwave | 1
Alcatel-Lucent | 644-0327-001 |  | Used | MDR4000/6000 Power Amplifier 5.9-6.4 GHz 29dBm UD-51Y-1 | Microwave | 44
Alcatel-Lucent | 644-0327-005 |  | Used | MDR4000 Power Amplifier UD-51Y-5 5.9- 6.4 GHz 33 dBm | Microwave | 12
Alcatel-Lucent | 666-0002-002 |  | Used | MDR4000 SYNC Transcript SYNC-102 | Microwave | 17
Alcatel-Lucent | 694-9233-230 |  | Used | 1631SX ACL CABLE | Cable | 2
Alcatel-Lucent | 694-9234-002 |  | Used | Cable: 1631SX ACL CABLE | Cable | 1
Alcatel-Lucent | 695-5647-018 |  | Used | MDR8000 Controller Key for ELMC Extended Link Monitor with Remote Provisioning | Microwave | 16
Alcatel-Lucent | 695-5647-022 |  | Used | MDR8000E OPTION KEY ,ETHERNET PLUS 16 DS1s w/REMOTE PROVISIONING | Microwave | 1
Alcatel-Lucent | 695-5647-022 |  | Used | MDR8000E OPTION KEY ,ETHERNET PLUS 16 DS1s w/REMOTE PROVISIONING | Microwave | 17
Alcatel-Lucent | 695-5647-023 |  | Used | MDR8000E OPTION KEY ,ETHERNET PLUS 32 DS1s w/REMOTE PROVISIONING | Microwave | 16
Alcatel-Lucent | 695-6200-001 |  | Used | MDR6000 CommPak PDU Power Distribution Unit | Microwave | 6
Alcatel-Lucent | 695-6214-002 |  | Used | 1648 Chassis | Microwave | 1
Alcatel-Lucent | 695-7044-001 |  | Used | MDR6000 DS1 LBO | Microwave | 6
Alcatel-Lucent | 695-7845-006 |  | Used | MDR8000 Power Cable Connector Kit | Microwave | 42
Alcatel-Lucent | 695-7845-009 |  | Used | MDR8000 Power Cable 5.5-ft pair (1st & 2nd Radio Shelf Position in the Rack) | Microwave | 20
Alcatel-Lucent | 695-7848-002 |  | New | MDR8000 Cable, User Interface, 6' | Cable | 1
Alcatel-Lucent | 822-0012-001 |  | Used | MDR4000 Receive Source, 10.715-10.936 GHz UM-62AG-1 | Microwave | 1
Alcatel-Lucent | 822-0185-001 |  | Used | MDR4000 / MDR6000 Power Amplifier UD-51M-1, 7.125-7.445 GHz, +29 dbm | Microwave | 1
Alcatel-Lucent | 822-0185-002 |  | Used | MDR4000 / MDR6000 Power Amplifier UD-51M-2, 7.446-7.750 GHz, +29 dbm | Microwave | 1
Alcatel-Lucent | 822-0185-003 |  | Used | MDR4000 / MDR6000 Power Amplifier UD-51M-3, 7.751-8.070 GHz, +29 dbm | Microwave | 2
Alcatel-Lucent | 822-0294-001 |  | Used | MDR4000 USILAN LAN-101 | Microwave | 43
Alcatel-Lucent | 822-0348-001 |  | Used | MDR4000 Relay Interface AE-27Ad-1 | Microwave | 1
Alcatel-Lucent | 822-0353-003 |  | Used | MDR4000 Modulator | Microwave | 3
Alcatel-Lucent | 822-0353-005 |  | Used | MDR4000 Modulator | Microwave | 5
Alcatel-Lucent | 822-0355-005 |  | Used | MDR4000 Input Conditioner 3DS3/64Q UD-48L-5 | Microwave | 3
Alcatel-Lucent | 822-0356-005 |  | Used | MDR4000E Output Conditioner, UD-48M-5 | Microwave | 3
Alcatel-Lucent | 848943148 |  | Used | POWER DISTRIBUTION SHELF | Cell Site | 1
Alcatel-Lucent | 849000906 |  | Used | Modcell Amplifier Shelf | Cell Site | 1
Alcatel-Lucent | 849129465 |  | Used | POWER BAY SHELF | Power | 1
Alcatel-Lucent | 849142781 |  | Used | 3ft Power Supply Cord | Cell Site | 1
Alcatel-Lucent | 849143987 |  | Used | GPS 26DB Gain L1 Antenna 1575.5 MHZ | Ancillary | 2
Alcatel-Lucent | 85-3010-A |  | Used | PLEXUS 9000 6-FAN TRAY | Switch | 1
Alcatel-Lucent | 87-1207-04-16-B |  | Used | R5.0 CTL & INTEG. CALLP/PNNI UPGRADE KIT | Data 1 | 1
Alcatel-Lucent | 89-0363-E |  | Used | Telica Plexus 9000 - Switch Fabric Module | Switch | 1
Alcatel-Lucent | 89-0400-A |  | Used | PLEXUS9000 Network Access Module | Switch | 1
Alcatel-Lucent | 89-0432-B |  | Used | PLEXUS9000 Ethernet Netwrok Access Module | Switch | 1
Alcatel-Lucent | 8DG02608AB |  | Used | TSS-100 SSY Matrix And Timing | Microwave | 1
Alcatel-Lucent | 8DG02659AA |  | Used | 1850 TSS-100 8xGE Packet Expander | Transport | 3
Alcatel-Lucent | 8DG02666AA |  | Used | 1850 TSS-100 56xDS1 Multiplexer | Transport | 1
Alcatel-Lucent | 8DG02672AA |  | Used | 1850 TSS-100 28xDS1 Access | Transport | 1
Alcatel-Lucent | 8DG02674AA |  | Used | 1850 TSS-100 28xDS1 Access Protection | Transport | 1
Alcatel-Lucent | 8DG02822AA |  | Used | SSY Controller | Microwave | 1
Alcatel-Lucent | 902548-90 |  | Used | OmniSwitch OS6850-48 902548-90 Layer 3 48 PORT Switch OS | Data | 1
Alcatel-Lucent | 90-6351-31 |  | Used | 7470 T1 8-PRT CELL REL | Data | 1
Alcatel-Lucent | 90-6700-01 |  | Used | 7670 RSP Peripheral Shelf, Cooling Unit | Data | 3
Alcatel-Lucent | 90-7731-01 |  | Used | Module: 670 Peripheral Interconnection Card. (P2) | Transport | 1
Alcatel-Lucent | 90-8396-01 |  | Used | 7670 ESE CONTROL COMPLEX | Power | 2
Alcatel-Lucent | 90-8477-12 |  | Used | R5.0 CTL & INTEG. CALLP/PNNI UPGRADE KIT | Data | 1
Alcatel-Lucent | 90-9505-01 |  | Used | 7670 Power Controller Card | Data | 2
Alcatel-Lucent | 967-0490-001 |  | New | MDR8000 TX Relay Switch for 5-7GHz | Microwave | 2
Alcatel-Lucent | 967-0500-003 |  | Un-Used | MDR8000 Laptop Tray | Ancillary | 4
Alcatel-Lucent | 967-1609-002 |  | Un-Used | MDR8000 Capacity Key 4DS1 32 TCM | Microwave | 58
Alcatel-Lucent | 967-1609-003 |  | Un-Used | MDR8000 Capacity Key 8DS1 32 TCM | Microwave | 1
Alcatel-Lucent | 967-1609-005 |  | Un-Used | MDR8000 Capacity Key 16 DS1 32 TCM | Microwave | 8
Alcatel-Lucent | 967-1609-005 |  | Used | MDR8000 Capacity Key 16 DS1 32 TCM | Microwave | 14
Alcatel-Lucent | 967-1609-007 |  | Used | MDR8000 Capacity Key for 4 DS1 128 TCM | Microwave | 30
Alcatel-Lucent | 967-1609-008 |  | Used | MDR8000 Capacity Key 8DS1 128TCM | Microwave | 4
Alcatel-Lucent | 967-1609-010 |  | Un-Used | MDR8000 Capacity Key 16 DS1 128 TCM | Microwave | 9
Alcatel-Lucent | 967-1609-010 |  | Used | MDR8000 Capacity Key 16 DS1 128 TCM | Microwave | 2
Alcatel-Lucent | DPB11 |  | Used | CIRCUIT BOARD MCEVM CMUE CMUE | Cell Site | 1
Alcatel-Lucent | ED8C724-30-G4 | SNMAGB | Used | DDM2000 OC-3 Shelf | Transport | 4
Alcatel-Lucent | KS-24409-L63 |  | Used | Filter: PCS Duplex Filter, "D" Band, CC408666311 | Cell Site | 2
Alcatel-Lucent | KS-24409-L65 |  | Used | Filter: F-Band Filter, CC408666352 | Cell Site | 5
Alcatel-Lucent | KS-24409-L83 |  | Used | Filter: RFDS, FILTER, Comcode 408694016, FILTER, B1/B3 BAND, TR | Cell Site | 6
Alcatel-Lucent | KS-24410-L23 |  | Used | A-Band Filter, 850MHz, Comcode 408777365 | Cell Site | 4
Alcatel-Lucent | KS-24439-L2 |  | Used | AMPLIFIED FAN TRAY 2C/3C | Cell Site | 1
Alcatel-Lucent | KS24510-L1A |  | Used | CPC-A 24V DC-DC Converter , Comcode 408646040 | Cell Site | 3
Alcatel-Lucent | KS-24587-L43 |  | Used | Lucent Rack-2-900-LP-2 PAM Splitter, comcode 408683753 | Cell Site | 1
Alcatel-Lucent | KS-24718-L3 |  | Used | DFP-CN-25/6N, DUAL DUPLEX LOW PROFILE 850MHz, Comcode 408903250 | Cell Site | 1
Alcatel-Lucent | KS-24829-L1 |  | Un-Used | RADIO, RRH, 800MHZ, 2 X 50W L1, 48V | Cell Site | 3
Alcatel-Lucent | OS6250-24MD |  | Used | Omniswitch (24)10/100 RJ-45 Ports, DC Power | Data | 7
Alcatel-Lucent | OS6850-24L |  | Used | Ethernet LAN switch w/ SSL, 20 Ethernet 10/100 RJ-45 ports, four combo ports, and two stacking ports | Data | 2
Alcatel-Lucent | OS9-XNI-U2E |  | Used | OmniSwitch 9000 Series 2-Port XFP, 10GBase-X Network Module | Data | 2
Alcatel-Lucent | SN104 |  | Used | 5ESS 2W E&M Trunk Circuit Pack | Switch | 1
Alcatel-Lucent | SP-GB-LX-IDFN-EN3 |  | Un-Used | SFP, 1.25GBPS/1.0625GBPS, UP TO 10KM TRANSMISSION ON SMF, 1310NM FP LASER , LC-LC | Data 1 | 1
Alcatel-Lucent | SPQ440C |  | Used | SLC-2000 Circuit card | Transport | 4
Alcatel-Lucent | STGR-LPM-48-RP |  | Used | 48 Port Network Card | Data | 1
Alcatel-Lucent | TC91S-1442 |  | Used | Tectrol Rectifier RECTIFIER MODULE, 48VDC, 1500W | Cell Site | 1
Alcatel-Lucent | TIGW1U |  | Used | NEBS-3 and ETSI- Compliant Carrier-Grade Rack Server | Transport | 2
Alcatel-Lucent | VLNC35 |  | Used | 1850 TSS-5 Ethernet 10/100 Private Line (2 optical ports and 4 electrical ports) | Transport | 1
Alcatel-Lucent | VLNC42 |  | Used | 1850 TSS-5 Ethernet Aggregation Pack | Microwave | 1
Alcatel-Lucent | VLNC52 | NGI7ALFAAA | Used | 1850 TSS VLNC52 OC3/STM-1 & OC12/STM-4 Module | Transport | 2
Alcatel-Newbridge | 87-0821-01-20-A |  | Used | 3600 Mainstreet Daughter Card | Transport | 2
Alcatel-Newbridge | 90-0010-10 |  | Used | 3600 Mainstreet Shelf | Transport | 2
Alcatel-Newbridge | 90-0032-06 |  | Used | 3600 V.35 DCC Direct Connection Card (6 CCT) | Transport | 1
Alcatel-Newbridge | 90-0032-07/P |  | Used | 3600 V.35 DCC (3 CCT) | Transport | 1
Alcatel-Newbridge | 90-0035-05 |  | Used | 3600 EXP Card (16+) | Transport | 5
Alcatel-Newbridge | 90-0038-09 |  | Used | 3600 DSP-3 Card 6 DSP | Transport | 1
Alcatel-Newbridge | 90-0078-04 |  | Used | 3600 General Facilities Card (N.A.) | Transport | 19
Alcatel-Newbridge | 90-0079-06 |  | Used | 3600+ E&M (6) 600C (8-7/1-14)U | Transport | 3
Alcatel-Newbridge | 90-0091-06 |  | Used | 3600 4W E&M Card | Transport | 4
Alcatel-Newbridge | 90-0091-06/G |  | Used | 3600 4W E&M Card | Transport | 23
Alcatel-Newbridge | 90-0156-02 | SICTJN4 | Used | 3630 LGS Module | Transport | 6
Alcatel-Newbridge | 90-0156-07 | SICTJP4 | Used | 3630 LGS Module | Transport | 52
Alcatel-Newbridge | 90-0349-01 |  | Used | V.35 Distribution Panel for the 3630 DACS | Transport | 3
Alcatel-Newbridge | 90-0429-51 |  | Used | 3630 System, T1 Channel Bank, 48 VDC | Transport | 6
Alcatel-Newbridge | 90-0434-09 |  | Used | 3600 Power Shelf 48VDC Power Tray | Transport | 8
Alcatel-Newbridge | 90-0435-02 |  | Used | 3600 120VAC Power Shelf | Transport | 2
Alcatel-Newbridge | 90-0459-01 |  | Used | 3630 48VDC Power Supply | Transport | 1
Alcatel-Newbridge | 90-0480-02 |  | Used | 48VDC Power Supply | Transport | 3
Alcatel-Newbridge | 90-0512-01 |  | Used | 3624 Tone Module | Transport | 5
Alcatel-Newbridge | 90-0525-05 |  | Used | Consists of qty 6 90-0526-03 FXO (LGE) Module (+4/-10DB) clei) | Transport | 4
Alcatel-Newbridge | 90-0564-01 |  | Used | 3600 Dual T1 1.544 MBPS Card clei | Transport | 52
Alcatel-Newbridge | 90-0567-01 |  | Used | 3600 T1 LIM Module | Transport | 29
Alcatel-Newbridge | 90-0667-05 |  | Used | 3600 System Controller Card 3 (8+) clei | Transport | 1
Alcatel-Newbridge | 90-0890-01 |  | Used | 3600 Dual Fan Tray | Transport | 8
Alcatel-Newbridge | 90-1184-05 |  | Used | 3600 27LC2 LINE Card | Transport | 1
Alcatel-Newbridge | 90-2378-01-B1 |  | Used | 87/264VAC - Includes Redundant Power Supply dependant on the number of high speed Interface Cards and peripheral shelves, quantity (2) needed per Dual PSU and DS3 Protected Pair | Transport | 2
Alcatel-Newbridge | 90-2378-02 |  | Used | 3600 Power Supply 48VDC | Transport | 5
Alcatel-Newbridge | 90-3669-03 |  | Used | 3600 Power Tray 48VDC | Ancillary | 3
Alcatel-Newbridge | 90-5935-12 |  | Used | 36170 DS3 ATM I/F R4.2 | Transport | 1
AllenTel | AT1510EV-OR |  | New | Cat 5e orange patch cord - 10 feet | Cable | 5
Alpha Technologies | 018-593-10 |  | Un-Used | INEX Inverter MC-1000A Controller Module | Power | 36
Alpha Technologies | 0260005-010 |  | Used | MMOE Cabinet | Ancillary | 1
Alpha Technologies | 740-697-21 |  | Used | Rack Mnt Kit3 RUFXM Series | Power | 1
Alpha/Argus | 0100003-001 |  | Un-Used | CXPS W 48V, 2.4kW Rectifier | Power | 5
Alpha/Argus | 010-013-20 |  | Used | RST24/100, 24 Volts, 100 amp rectifier | Power | 2
Alpha/Argus | 010-619-20-041 |  | Un-Used | Cordex CXRF-HP 48-1.2kW Rectifier | Power | 2
Alpha/Argus | 010-619-20-041 |  | Used | Cordex CXRF-HP 48-1.2kW Rectifier | Power | 16
Alpha/Argus | 010-622-20-040 |  | Un-Used | Cordex Rectifier HP CXRF 48VDC 2.0KW 208-240VAC Black L058 | Power | 1
Alpha/Argus | 010-622-20-040 |  | Used | Cordex Rectifier HP CXRF 48VDC 2.0KW 208-240VAC Black L058 | Power | 37
Alpha/Argus | 017-232-31 |  | Un-Used | FXM2000 UPS 120VI/O 48VDC SNP F/W | Power | 1
Alpha/Argus | 017-232-31 |  | Used | FXM2000 UPS 120VI/O 48VDC SNP F/W | Power | 4
Alpha/Argus | 030-834-20-040 |  | Used | Cordex 19" Shelf, 4xCXRF 48-1.2kW Positions, 2RU, Front Access L0, 19, 80, 87, 99 | Power | 9
Alpha/Argus | 747-095-20-072 |  | Un-Used | SM Series, Temperature Sensor Assembly, Argus 1/4" Lug, 12 Feet | Cable | 2
American Products | DAS8A-4IDEN |  | Used | Repairedpartdas8A-4I |  | 2
Anaconda | 6110 | S6COA80 | Used | Module: S6A L102 CD LINE-DRVR | Transport | 3
Anaconda | 6191 | S6SSA20 | Used | Module: S6A L251-L256 TRCVR CD | Transport | 7
Anaconda | 6192 | S6SSA30 | Used | S6A L251-L256 TRCVR CD | Transport | 3
Anaconda | 6193 | S6SSA40 | Used | S6A L251-L256 TRCVR CD | Transport | 5
Anaconda | 6194 | S6SSA50 | Used | S6A L251-L256 TRCVR CD | Transport | 5
Anaconda | 6195 | S6SSA60 | Used | Module: S6A L251-L256 TRCVR CD | Transport | 11
Anaconda | 6196 | S6SSA70 | Used | Module: S6A L251-L256 TRCVR CD | Transport | 5
Anaconda | 6672 | S6RCA80 | Used | Module: S6A RPTR HF AMPLR CD | Transport | 1
Anaconda | 8500-14 | SLCSAH0 | Used | Card: 128 COM UNIV SPAN CD | Transport | 1
Anaconda | 8800-12 | S8COABG | Used | Module: CD S6B CO CHAN 2 | Transport | 28
Anaconda | 8800-13 | S8COACG | Used | CD S6B CO CHAN 3 | Transport | 22
Andrew | 089-080444-022 |  | Un-Used | CPR90F-UG39 Spacer/Adapter | Ancillary | 1
Andrew | 45594-163A |  | Un-Used | 163D Series Connector Hardware Kit | Ancillary | 1
Andrew | 520609-1 |  | Used | 6FT WR137 FP Feed Assembly | Microwave | 2
Andrew | 55219-137 |  | Un-Used | CPR 137 Hardware kits for attaching Flex to ODU | Ancillary | 1
Andrew | 56045-90 |  | Un-Used | Field Flange with CPR Series, EIA Standard Flange, WR90 Waveguide Size, CPR90G Both Flanges | Microwave | 1
Andrew | 89-80442-015 |  | Un-Used | CPRG137 x CMR137 Adapter, 2.375 in. | Ancillary | 2
Andrew | 89-80442-027 |  | Un-Used | CPRG137 x CMR137 Adapter, 1.75 in. | Ancillary | 1
Andrew | C-10-CPUSE-N |  | Un-Used | Coupler: 10 db Directional Coupler | Ancillary | 1
Andrew | C-10-CPUSE-N |  | Used | 10 dB, Directional Coupler, 698–2700 MHz | Ancillary | 11
Andrew | E15S08P77 |  | Used | Diplexer: Crossband Coupler, PCS/AWS, AISG compatible, aka: ECC1920-VPUB | Ancillary | 1
Andrew | GK-SUNV |  | Un-Used | Kit: GROUND KIT 195 type, COMPACT, 24", BARE COPPER | Microwave | 25
Andrew | HP4-57W-P3A |  | Un-Used | 4 ft High Performance Parabolic Shielded Antenna, Single-polarized, 5.725?6.425 GHz, CPR137G, gray Antenna, enhanced white radome with flash, standard pack?one-piece reflecto | Microwave | 1
Andrew | MD-S6 |  | Used | Ice Shield for 6 ft Microwave Antenna | Ancillary | 1
Andrew | MSA1900-135 |  | Used | AMPLIFIER: Amplifier Module 1900MHz Band RF100254A | Cell Site | 3
Andrew | MT050-81015 |  | Used | Dehydrator 5.0 psig 115/230VAC 19" Rackmount | Ancillary | 1
Andrew | MT500B-81315 |  | Used | Dehydrator Low-pressure membrane, 19 in Rackmountable, 2.0?5.0 psig, with discrete Alarm, 115/230 Vac, 50/60 Hz, auto-detecting | Microwave | 1
Andrew | MTH-050-101 |  | Used | Dehydrator MT-050 Rackmountable | Microwave | 3
Andrew | RF100298 |  | Used | Fan Assembly for MSA-850-135 | Ancillary | 2
Andrew | TMBX-6516-R2M |  | Un-Used | 1710 - 2155 DualPol Panel Antenna | Cell Site | 1
APC | SU2200R3X167 |  | Un-Used | Smart-UPS 2200VA RM 3U 120V/230V In 120V Out | Power | 1
Approved | SBP3424-L2DC |  | Un-Used | Alcatel-Lucent Approved 3rd Party for PN: 3HE08313AA (1000 Base 2 Channel BX-D LC, 10 Km, TX; 1490 nm, RX: 1310 nm CSF) | Data | 1
Argus | 010-024-20 |  | Used | RSM48/7.5-15 2 Slot Rectifier Shelf 3.5” x 19/23”x 12” | Power | 1
Argus | 010-029-20 |  | Used | Rectifier: Output: +24VDC, 100 amp, Input: 184-264 VAC, 50/60 Hz, 1-phase, Model: RSM 24/100, Switched Mode Rectifier System Module, non-UPF (Unity Power Factor) | Power | 2
Argus | 010-537-20 |  | Used | Rectifier Pathfinder 48VDC 55Amp | Power | 1
Argus | 010-537-20 |  | Used | Rectifier Pathfinder 48VDC 55Amp | Power | 3
Argus | 010-539-20-NS |  | Used | RECTIFIER:OUTPUT:+24VDC,110AMP INPUT:208/240VAC,60HZ,1-PHASE MODEL:PATHFINDER | Power | 2
Argus | 010-567-20 | CSG0001 | Used | Rectifier: Cordex CXRF 48-3.6kW 208-277 VAC Module, 4RU; Argus Grey | Power | 6
Argus | 010-571-20 |  | Used | Rectifier Cordex 48VDC 650W Module, Input 120VAC | Power | 1
Argus | 010-572-20 |  | Used | Rectifier Cordex CXRF output 24vdc 3.1kW. input 208-240vac Argus Grey | Power | 21
Argus | 010-582-20 |  | Used | Rectifier: Rectifier Module Cordex 24-400W 120/208-240VAC 2RU | Power | 1
Argus | 010-582-20 |  | Used | Rectifier: Rectifier Module Cordex 24-400W 120/208-240VAC 2RU | Power | 14
Argus | 010-582-20-040 |  | Used | Cordex 24V-400W Rectifier Module, 120/208-240VAC | Power | 1
Argus | 012-501-20 | CSG0004 | Used | Rectifier CSM01, 24VDC to 48VDC 5A | Power | 1
Argus | 012-526-20-040 |  | Used | Cordex CXDF DC-DC Converter Power Module 24-48/2kW, 2 RU L0,56 | Power | 53
Argus | 012-527-20-040 |  | Used | DC-DC Converter CXDF 48VDC to 24VDC 2KW | Power | 1
Argus | 012-548-20 |  | Used | 1.25KW 24V-48V DC-DC CONV MDUL | Power | 4
Argus | 014-114-10 |  | Un-Used | Inverter 4810A 1000VA/800W 48Vdc to 120ac, 60Hz | Power | 50
Argus | 018-557-20 |  | Used | Cordex CXCM System Controller | Power | 1
Argus | 030-419-10 |  | Un-Used | Inverter Shelf with 2 Inverter 1000VA/1.5kVA Slots | Power | 47
Argus | 030-419-10-030-420-10 |  | Used | Inverter Shelf | Microwave | 13
Argus | 030-420-10 |  | Un-Used | Inverter Shelf 19", 1RU STS50 48VDC - 120VAC | Power | 16
Argus | 030-728-20-261 |  | Used | 19/23" 2RU Universal Mount | Power | 1
Argus | 053-997-20-000 |  | New | DC CONVERTER: CXPS 24-48-i 8kW DC-DC Converter System, 19" | Power | 2
Argus | 058-250-20 |  | Used | 1-Cordex 19" Shelf, Rear Access, 4xCXRC 48-650W Positions, Integrated CXCI and Distribution, 2RU; 48 VDC; 120 VACInput (Dual Feeds); 19" or 23" Rackmounting,1.75"Spacing; Charcoal; CB Distribution 2 Load Positions 2 Battery Positions; Battery LVD; CordexCXCI Controller; 60A Series-trip Breaker 1-ADIO Assembly 4 Relays and 8 Digital Inputs. Alarm Relay; Ground Bar; 19" Rackmounting, 1.75" Spacing; Grey. 2-ACLine Cord w/o Plug, 3C#12AWG, 3 metres 1-60Amp AM Breaker, Plug-in Type with Aux Switch Center Pin Only, Mistrip (5/16" Bullet Terminals) GMT Panel Feeder Breaker 2-Cordex CXRC 48-650W 120 VAC Module, 2 RU Convection, Charcoal LO,56 1-Temperature Sensor Assembly, 1/4" lug, 12 feet | Power | 6
Argus | 740-211-20 |  | Used | RSM 48/7.5A Rectifier | Power | 14
Arris | TG862G/CT |  | Used | DOCSIS 3.0 Cable Modem Download speeds up to 343 Mbps 8 download & 4 upload channels Compatible with Xfinity® Voice & Internet Service Wi-Fi® speeds up to 300 Mbps 802.11n Wi-Fi® 4 Gigabit Ethernet Ports 2 carrier-grade VoIP Lines | Data | 2
Artesyn | 706456-163 |  | Used | 12 VDC Power Supply | Power | 1
Asentria | 2C4RC |  | Un-Used | SiteBoss I/O Expansion Card, (2) Contact and (4) Low-Current Form C Relays | Transport | 5
Asentria | 4C5P1V1F1M |  | Un-Used | SiteBoss I/O Expansion Card, (4) Contact, (1) 5 VDC Output, (1) Voltage Input, (1) Resistive Sensor, and (1) 4-20mA | Transport | 5
Asentria | 4E |  | Un-Used | SiteBoss Connectivity Expansion Card, 4X 10/100 Ethernet Port | Transport | 5
Asentria | ES-TH |  | Un-Used | Site Boss Temperature/Humidity Sensor | Transport | 1
Asentria | S550-6/32M/DC |  | Un-Used | 6 Slot S550 Base Unit W/ 32 M storage, 48VDC Power | Transport | 4
Asentria | S550-6/32M/DC-2DS2S-4E-4E |  | Un-Used | Site Boss 550 with 6 expansion slots, 32MB, 48VDC, (2) 4X 10/100 Ethernet port cards and (1) 2X RS485 2X RS232 Serial Port Card | Transport | 1
Asentria | S550-6/32M/DC-8C-8R |  | Un-Used | Site Boss 550 with 6 expansion slots, 32MB, 48VDC, 8C Cards, 8 Relay Output | Transport | 1
ATC | L1300-VESD-SYS |  | Used | Mmwave Radio | Microwave | 2
Aviat | 101-902550-501 |  | Used | Truepoint (TR 5000) MUX E3 T3 + WS | Microwave | 2
Aviat | 131-142223-001 |  | Used | IRU300 2RU Fan Unit Eclipse | Microwave | 1
Aviat | 131-160081-001 |  | Used | IRU300 Networking IP Node | Microwave | 3
Aviat | EEH-11-A530-021 |  | Used | Eclipse IRU300 ODU ANSI, 11GHz, T-R 0490/0500/0530MHz, 10795-10955MHz, TX LOW | Microwave | 1
Aviat | ERH-111-001 |  | Used | Eclipse IRU600 HP, RFU 11GHZ TX LO | Microwave | 2
Aviat | ERH-111-002 |  | Un-Used | IRU600 Eclipse RFU, HP 10700-11200 MHz | Microwave | 7
Aviat | ERH-111-102 |  | Un-Used | Eclipse IRU600, RFU 10700-11200 MHz | Microwave | 1
Aviat | ERH-112-002 |  | Un-Used | IRU600 Eclipse RFU, HP 11200-11700 MHz | Microwave | 8
Aviat | ERH-L62-001 |  | Un-Used | IRU600 Eclipse RFU HB, TX 6150-6450 MHz, RX 5900-6200 MHz | Microwave | 1
Aviat | ERH-U51-001 |  | Un-Used | IRU600 Eclipse RFU, HP 5725-6200 MHz | Microwave | 5
Aviat | ERH-U51-101 |  | Used | IRU600HP,RFU,5.8/L6 GHz, TX LOW | Microwave | 21
Aviat | ERH-U51-101 |  | Used | IRU600HP,RFU,5.8/L6 GHz, TX LOW | Microwave | 4
Aviat | ERH-U52-001 |  | Un-Used | IRU600 Eclipse RFU, HP 5785-6450 MHz | Microwave | 1
Aviat | ERH-U52-101 |  | Used | Eclipse IRU600 RFU HP 5.8/L6 GHZ HB, 5785-6450 MHZ, V2 | Microwave | 18
Aviat | ERH-U52-101 |  | Used | Eclipse IRU600 RFU HP 5.8/L6 GHZ HB, 5785-6450 MHZ, V2 | Microwave | 8
Aviat | ERH-U61-001 |  | Un-Used | IRU600 Eclipse RFU, HP 6400-6800 MHz | Microwave | 3
Aviat | ERM-U53-301 |  | Used | IRU600 RFU MP 5725-6450 MHz V3 | Microwave | 1
Aviat | EV107-H5-H5-100 |  | Used | IRU600V2, TxTxRx, Rx 3RU, HP, U5 (L6) GHz | Microwave | 7
Aviat | EXA-001 |  | Un-Used | Eclipse Aux & Alarm Card | Microwave | 16
Aviat | EXA-001 |  | Un-Used | Eclipse Aux & Alarm Card | Microwave | 5
Aviat | EXA-001 |  | Used | Aux & Alarm Card | Microwave | 47
Aviat | EXD-152-001 |  | Used | Eclipse, DAC 1x155o, 1xSTM1/OC3, SM Optical | Microwave | 1
Aviat | EXD-161-001 |  | Un-Used | IRU600 Eclipse DAC 16xE1/DS1 Card | Microwave | 38
Aviat | EXD-161-001 |  | Used | Eclipse DAC 16x V2 Card | Microwave | 12
Aviat | EXD-181-001 |  | Un-Used | DAC GE3, Gigabit Ethernet | Microwave | 10
Aviat | EXD-181-001 |  | Used | DAC GE3, Gigabit Ethernet | Microwave | 2
Aviat | EXD-181-002 |  | Used | DAC GE3, Gigabit Ethernet Swich Card | Microwave | 4
Aviat | EXD-181-002 |  | Used | DAC GE3, Gigabit Ethernet Swich Card | Microwave | 38
Aviat | EXD-181-002 |  | Used | DAC GE3, Gigabit Ethernet Swich Card | Microwave | 5
Aviat | EXD-331-001 |  | Un-Used | IRU600 Eclipse DAC 3xE3/DS3M Card | Microwave | 35
Aviat | EXD-331-001 |  | Used | IRU600 Eclipse DAC 3xE3/DS3M Card | Microwave | 7
Aviat | EXE-002 |  | Un-Used | Indoor Chassis Assembly, 2RU EXTENDED, FAN 2RU | Microwave | 13
Aviat | EXE-CFG-03 |  | Un-Used | (2) EXP-024 - PCC (4) EXD-161-001 - DAC 16xE1 (1) EXA-001 - AUX (1) EXN-002 - NCC (1) EXS-001 - NPC | Microwave | 1
Aviat | EXE-CFG-05 |  | Un-Used | (2) EXP-024 - PCC (2) EXD-331-001 - DAC 3xE3/DS3M (1) EXA-001 - AUX (1) EXN-002 - NCC (1) EXS-001 - NPC | Microwave | 1
Aviat | EXE-CFG-06 |  | Un-Used | (2) EXP-024 - PCC (2) EXD-331-001 - DAC 3xE3/DS3M (1) EXA-001 - AUX (1) EXN-002 - NCC (1) EXS-001 - NPC (1) EXF-101 - Fan | Microwave | 2
Aviat | EXE-CFG-07 |  | Un-Used | (1) EXR-660-001 - RAC 60 (2) EXP-024 - PCC (2) EXD-331-001 - DAC 3xE3/DS3M (1) EXD-181-001 - DAC GE3 (1) EXA-001 - AUX (1) EXN-002 - NCC (1) EXS-001 - NPC (1) EXF-101 - Fan | Microwave | 1
Aviat | EXE-CFG-08 |  | Un-Used | (2) EXR-660-002 - RAC 60E (2) EXP-024 - PCC (2) EXD-331-001 - DAC 3xE3/DS3M (2) EXD-181-001 - DAC GE3 (1) EXA-001 - AUX (1) EXN-002 - NCC (1) EXS-001 - NPC (1) EXF-101 - Fan | Microwave | 1
Aviat | EXE-CFG-09 |  | Un-Used | (2) EXR-660-001 - RAC 60 (2) EXP-024 - PCC (2) EXD-181-001 - DAC GE3 (1) EXA-001 - AUX (1) EXN-002 - NCC (1) EXS-001 - NPC (1) EXF-101 - Fan | Microwave | 3
Aviat | EXF-002 |  | Used | INU Fan Card 1RU | Microwave | 3
Aviat | EXF-101 |  | Used | Eclipse IRU300 INUe, 2RU Fan Card | Microwave | 19
Aviat | EXF-101 |  | Used | Eclipse IRU300 INUe, 2RU Fan Card | Microwave | 85
Aviat | EXN-002 |  | Un-Used | Node Controller Card, Serial Mgmt, Ver 2 | Microwave | 10
Aviat | EXN-002 |  | Un-Used | Node Controller Card, Serial Mgmt, Ver 2 | Microwave | 4
Aviat | EXN-002 |  | Used | Node Controller Card, Serial Mgmt, Ver 2 | Microwave | 18
Aviat | EXN-003 |  | Used | Eclipse Node Controller Card NCC Rev 4, Serial MGMT V2, High Output | Microwave | 18
Aviat | EXN-003 |  | Used | Eclipse Node Controller Card NCC Rev 4, Serial MGMT V2, High Output | Microwave | 1
Aviat | EXP-024 |  | Un-Used | Eclipse INU Power Supply card 24V in 56V Out | Microwave | 12
Aviat | EXP-024 |  | Un-Used | Eclipse INU Power Supply card 24V in 56V Out | Microwave | 1
Aviat | EXR-600-002 | DRR3AGEETA | Used | RAC 6XE, QPSK-256 QAM, High Gain, XPIC, ACM and SYNC-E | Microwave | 16
Aviat | EXR-660-001 |  | Used | RAC 60, QPSK-256 QAM, HIGH GAIN NO XPIC AND W/O OPT. ADMOD | Microwave | 15
Aviat | EXR-660-001 |  | Used | RAC 60, QPSK-256 QAM, HIGH GAIN NO XPIC AND W/O OPT. ADMOD | Microwave | 8
Aviat | EXR-660-002 |  | Used | Eclipse IRU600 RAC 60E, QPSK-256 QAM, High Gain, No XPIC, ACM and SYNC-E | Microwave | 2
Aviat | EXR-660-002 |  | Used | Eclipse IRU600 RAC 60E, QPSK-256 QAM, High Gain, No XPIC, ACM and SYNC-E | Microwave | 4
Aviat | EXR-660-002 |  | Used | Eclipse IRU600 RAC 60E, QPSK-256 QAM, High Gain, No XPIC, ACM and SYNC-E | Microwave | 46
Aviat | EXS-001 |  | Un-Used | IRU600 Eclipse Node Protection Card NPC | Microwave | 5
Aviat | EXS-001 |  | Un-Used | IRU600 Eclipse Node Protection Card NPC | Microwave | 16
Aviat | EXS-001 |  | Used | Eclipse Node Protection Card NPC | Microwave | 2
Aviat | EXS-002 |  | Used | Eclipse Node Protection Card High Output | Microwave | 42
Bay Networks | CG1001A07 |  | Un-Used | BAYSTACK 107 10 BASK-T-HUBS 48VDC 24 PORT | Data | 1
Bayly | 50183000 |  | Used | Omniplexer E&M Module, 4-Ch, 4-Wire, Type I/V, Modified E Lead (E1) (China) | Transport | 8
Bayly | 50290 |  | New | Omniplexer FXS Module, 2W-4Channel | Transport | 2
Bayly | 50362 |  | New | Omniplexer Cable Assembly, 4-Channel, V.35 | Cable | 4
Bayly | 50368 |  | Used | Omniplexer Ring Generator | Transport | 15
Bayly | 50405 |  | Used | Omniplexer E1 Interface Module, Drop/Insert or Channel Bank | Transport | 2
Bayly | 50463 |  | Used | Omniplexer E&M 4 Channel, 4 Wire (T1) | Transport | 1
Bayly | 50511 |  | Used | Omniflex E1BM | Transport | 4
Bayly | 50515 |  | Used | Omniflex FXS, 4 Channel, 2 Wire, w/ Polarity Reversal | Transport | 9
Bayly | 50546 |  | Used | Omniplexerer DC to DC Converter Module (-48VDC) (Preceded by 037745.400) | Transport | 1
Bayly | 50618 |  | Used | Omniplexer E1 DCM64N, 2-Channel N x 56/64 Kbps with V.35 Interfaces. | Transport | 5
Bayly | 50618.004 |  | Used | Omniplexer DCM64N for E1 , 4-Channel N x 56/64 Kbps with V.35 Interfaces | Transport | 2
Bayly | 50697 |  | Used | Power Converter, 220 VAC to -48 VDC (Victor FlatPAC VI-LF4-CW) | Transport | 1
Bayly | 50971 |  | Used | E1x4 Digital Cross-Connect, 75 Ohm | Transport | 2
Bayly | 50987 |  | Used | E1x4 Digital Cross-Connect, 75 Ohm, w/ SNMP | Transport | 2
Bayly | 51169 |  | Used | Omniplexer FXO, 4 Channel, 2 Wire, w/ Polarity Reversal | Transport | 11
Belden | A0321776 |  | Un-Used | Universal BIX-PAC, 10-10, 10 RJ21X Female to 10 QCBIX1A Connectors | Ancillary | 3
Black Box | 180B050-001B |  | Used | Low pim shelf kit | DAS | 1
Burndy | HSC12FR |  | New | Heatshrink Tubing: Clear Heatshrink tubing 1/2", Price/Ft | Ancillary | 996
Burndy | YA6CL-2TC14E2 |  | New | Lug: TERMINAL LUG, #6 | Ancillary | 18
Burndy | YAV10-2TC10 |  | New | 2 HOLE COMPR FLEX LUG STD BRL 14-10 AWG 10 BOLT 5/8 CENTER INSP HOLE | Ancillary | 100
Bussmann | 408342541 |  | Used | SW-170H3027 PUSHBUT 2A SINGLE POLE, BUSSMAN | Ancillary | 3
Bussmann | BK-GMT-2A |  | New | GMT 2A Fuse | Power | 139
Bussmann | FUSE-TPC-20 |  | Un-Used | FUSE, TPC 20 AMP | Ancillary | 6
Bussmann | TPA-20 |  | New | Fuse: TPA Style 20-amp Fuse, | Power | 48
Bussmann | TPA-25 |  | New | Fuse: TPA Style 25-amp Fuse, | Power | 8
Bussmann | TPA-40 |  | New | Fuse: TPA 40 Amp 170vdc | Power | 3
C&D | 100.7670.4834 |  | Used | Micro Sageon Rectifier 48VDC 34Amp (100/240 VAC, single phase) | Power | 4
C&D | 100-7520-00A |  | Used | Rectifier 24V 150A HFM24BC150 | Power | 5
C&D | 100-7520-24A |  | Used | Rectifier, 25V, 150-Amp | Power | 3
C&D | AGM15 |  | Used | Compact 48Vdc Power Plant | Power | 2
C&D | AGM25 |  | Used | Compact 48Vdc Power Plant | Power | 1
C&D | AGM45 |  | Used | Compact 48Vdc Power Plant | Power | 6
C&D | AGM-60 |  | New | -48VDC Plant Shelf | Power | 1
C&D | HFM48AC7.5 |  | Used | Rectifier, AGM 48V/7.5A | Power | 1
C&D | HFM48BC50 | PWDQAH88AA | Used | Rectifier 48V, 50A PCU | Power | 2
C&D | SMI48 |  | Used | Micro Sageon 48VDC Shelf | Power | 3
Calix | 100-00343-11 | SN5PPU0 | Used | C7 Admin & Test Processor | Transport | 1
Carrier Access | 003-0255-00K6 |  | Used | ADIT 600 FXS Card | Transport | 1
Carrier Access | 740-0031 | DMCEBBD | Used | Widebank 28 DS3 FFO Controller | Transport | 6
Carrier Access | 740-0031 | DMCEBBD | Used | Widebank 28 DS3 FFO Controller | Transport | 1
Carrier Access | 930-0073 |  | Used | Widebank 28, M13 Multiplexor DS3 to DS0, FFO Upgradeable | Transport | 11
Carrier Access | 930-0136 |  | Used | MODULE: AB2-24 FXS MOD B | Transport | 1
Carrier Access | ADIT600-BracketChassis |  | Used | Bracket for the ADIT600 Chassis | Ancillary | 2
CCI | GPS-SB(SB2) |  | Used | GPS Antenna | DAS | 1
CCI | PA-3000 |  | Un-Used | 18 x 18 Plastic Access Door | DAS | 20
CCS | AD-PA-1921-18-20HFB |  | Un-Used | Panel Antenna | DAS | 4
CellMax Technologies | DUO-I6525NM |  | Used | DUO RF Repeaters with Frequency 806 to 940 MHz, Uplink 806 to 824 MHz or 817 to 824 MHz (SMR800), 896 to 901 MHz (SMR900), Downlink 851 to 869 MHz or 862 to 869 MHz(SMR800), 935 to 940 MHz (SMR900), Output Power 25 dBm | DAS | 1
CellMax Technologies | EPOCH-3-P8024NM |  | Used | In Building PCS Repeater | DAS | 1
Cellular Specialties, inc. | CS10-443-410 |  | New | RF Repeater: CSI DSP LTE 1:1 1/2W Amplifier | Ancillary | 1
Cellular Specialties, inc. | CS10-443-410 |  | Used | RF Repeater: CSI DSP LTE 1:1 1/2W Amplifier | Ancillary | 1
Cellular Specialties, inc. | CSI-SPD2/700-2.7K/N |  | Used | Combiner: 700-2700 MHz 2-Way Combiner/ Power Divider, N-Female Conns | Ancillary | 2
Cellular Specialties, inc. | EPOCH-HP-05 |  | Used | EPOCH RF Repeater, 1.85 to 1.995 GHz, Output Power 27 to 37 dBm | DAS | 1
Cellular Specialties, inc. | EPOCH-III-P8030NM |  | Used | CDMA 1900MHz RF Repeater, 30db | DAS | 1
Cellular Specialties, inc. | EPOCH-S02 |  | Used | RADIO REPEATER | DAS | 2
Cellular Specialties, inc. | EPOCH-S02-19001W |  | Used | EPOCH-S02 1900-1W Cell repeater | DAS | 2
Cellular Specialties, inc. | SDR-30-P |  | Used | Module: PCS RF Module (90 DB max gain, 30 DBM composite output power), supports technology | DAS | 1
Cellular Specialties, inc. | SDR-30-SMR |  | Un-Used | SMR800/900 RF MODULE 80DB GAIN30 | DAS | 1
Cellular Specialties, inc. | SDR-33-AF |  | Used | Modular Digital Repeater. AWS 2110-2180 MHz DL, 1710-1780 MHz UL MHz. 33dB output | DAS | 2
Ceragon | 15R-IDC-ETH-EXTEND |  | Used | 1500R IDC with Eth WSC Extended Module | Microwave | 1
Ceragon | IP10-N-AUX |  | Used | IP-10 IDU AUX | Microwave | 2
Ceragon | IP10-N-AUX-400 |  | Used | IP-10 IDU AUX (Keyed to 400 Meg) | Microwave | 2
Ceragon | IP10-N-N |  | Used | IP10 IDU Ethernet Only | Microwave | 12
Ceragon | RFU-CX-11-Hz-TH |  | Used | RFU-CX,11GHz,High Band,TX High | Microwave | 4
Ceragon | RFU-CX-11-Hz-TL |  | Used | RFU- CX FCC 11GHz High Band TX Low | Microwave | 4
Ceragon | RFU-CX-11-Lz-TL |  | Used | RFU- CX FCC 11GHz Low Band TX Low | Microwave | 1
Ceragon | RFU-CX1-F-23-H-TH |  | Used | RFU-CX,FCC,23GHz,High Band,TX High | Microwave | 3
Ceragon | RFU-CX1m-F-18-TL |  | Used | IP-10 ODU RFU 18GHz Lower | Microwave | 1
Ceragon | RFU-CX2-F-23-L-TH |  | Used | IP10 ODU RFU 23GHz Low Band TH | Microwave | 1
Ceragon | RFU-CXE-11-LZ-TH |  | Un-Used | FibeAir RFU-CXe Transceiver ODU with Extended Modulation, 11GHz, Low Band, TX High | Microwave | 1
Ceragon | RFU-CX-F-23-H-TH |  | Un-Used | IP10 ODU RFU, 23GHz High Band, Tx High | Microwave | 1
Ceragon | RFU-CX-F-23-L-TL |  | Used | IP10 ODU RFU, 23GHz Low Band, Tx Low | Microwave | 1
Charles Industries | 03-211980-0 |  | Used | Cable Assembly - RS232 | Transport | 1
Charles Industries | 621185-000-014 |  | Used | T1 Repeater Card | Transport | 10
Chatsworth | 10559-500 |  | New | Kit: CABLE MGMT BRACKET 6" STAND-OFF TIE BRACKET ALUM CLEAR | Ancillary | 10
Chatsworth | SDR-CHC-S |  | Un-Used | Channel Combiner (Sprint) | DAS | 1
Chatsworth | SDR-NMS |  | Used | INCLUDES CHASSIS, NETWORK MANAGEMENT SYSTEM ACCESSORIES & WALL MOUNTING BRKT | DAS | 2
Cherokee International | 01-W2604E03D |  | Used | MTC3600 SP412-2A Power Supply | Power | 1
Ciena | 130-0312-900 | LGR3F0D | Used | Card, NCP (Power PC) (F/U/W corestream) | Transport | 7
Ciena | 130-6618-905 | WMOTB5DFAA | Used | 10G Transceiver CP | Transport | 1
Ciena | 134-0028-950 | WMC3H0C | Used | COREDirector Switch Director | Transport | 11
Ciena | 600-3012-090 |  | Used | CORESTREAM DCM 90 MODULE TYPE0 | Transport | 1
Ciena | NT6Q00AB |  | Used | OME6110 R4.1 DC System Chassis | Transport | 1
Ciena | NT6Q13ACE5 |  | Used | 6110 Ethernet Module | Transport | 1
Ciena | NTTP02CD |  | Used | OME6110 OC-3 IR-1 SFP | Transport | 4
Cisco | 15454-FTA2 |  | Used | FAN TRAY, p.n. 800-07145-01CO | Transport | 1
Cisco | 15454-OC121IR1310 | SN98EHL | Used | OC12, IR, 1310, 1 CKT, SC 1-Temp, Sonet Interface Module | Transport | 1
Cisco | 15454-OC481IR1310A | WM2I200 | Used | 15454 OC48 IR/STM 16 SH AS 1310 | Transport | 1
Cisco | 15454-TCC |  | Used | 15454 Timing Communications Control Module Plus, 800-22845-01 | Transport | 18
Cisco | 15454-TCC+ |  | Used | 15454 Timing Communications Control Module Plus, 800-22845-01 | Transport | 11
Cisco | 15454-XC-VT | SNUXZW1 | Used | 15454 Xconn, 576 STS, 672 VT. I-Temp | Transport | 17
Cisco | 28-5022 |  | Used | SMA Male crimp connector | DAS | 21
Cisco | 28-5022 |  | Un-Used | SMA Male crimp connector | DAS | 56
Cisco | 30-1410-03 |  | Used | SFP Gigabit Ethernet Face Module GLC‑T | Data | 43
Cisco | 36413005 |  | Used | BCD MOUNTING BRACKET | DAS | 8
Cisco | 3HE02777AAAG01 |  | Un-Used | 7705 SAR-F | DAS | 1
Cisco | 512789 |  | Used | APC RACK PDU SWITCHED 1U 1 | DAS | 1
Cisco | 800-03347-06 | CN31HK0 | Used | Module: C7200 I/O FAST ETHERNET | Transport | 1
Cisco | 800-03785-03 | BAC5DD0 | Used | 6400 SW Processor | Transport | 3
Cisco | 800-101968-02 | CMPQAB1CAB | Used | CVR-CFP2-CPAK4 V02 , CFP2-to-CPAK Port Adapter, CMPQAB1CAB | Data | 1
Cisco | 800-43011-03 | WOTRDMZBAE | Un-Used | CPAK-100G-LR4 V06 , 100GBASE-LR4 CPAK Module for SMF (terminated with SC Connectors), WOTRDMZBAE | Data | 3
Cisco | 91710-06 |  | Un-Used | Fiber Optic Splice Organizer | DAS | 2
Cisco | A903-Fan |  | Used | ASR 903 Fan Tray | Data | 4
Cisco | A9K-2KW-DC |  | Used | A9K DC Power Module, 2000W | Data | 3
Cisco | A9K-40GE-B |  | Used | ASR9K 40-Port GE Line Card | Data | 1
Cisco | A9K-LC-FILR |  | Used | A9K Line Card Slot Filler | Data | 1
Cisco | A9K-RSP-4G |  | Used | ASR9K Fabric, Controller 4G memory | Data | 2
Cisco | ACS-3900RM-19= |  | Un-Used | 23" Rack Mount Kit 3925 3945 ISR | Ancillary | 1
Cisco | AIR-LAP1242AG-A-K9 |  | Used | Aironet 1242 Wireless Access Point, 802.11a/g/n-d2.0 2.4/5-GHz Mod | Microwave | 2
Cisco | ASR1001-PWR-AC |  | Used | ASR1001-PWR-AC COUNT | Data | 1
Cisco | CAB-AC |  | Used | Power plant, Power Cord, 110V US | Data | 41
Cisco | CAB-AC-MM |  | Used | Power plant, Power Cord, 110V US, Mickey Mouse plug | Data | 1
Cisco | DWDM-GBIC-60.61 | CN0TDCO | Used | GBIC 1000BASE-DWDM 1560.61NM | Data | 4
Cisco | ESR-4OC3ATM-SM |  | Used | ESR-4OC3ATM-SM IPI64D9GAA,IPI64D9GAB 800-16773-05 ESR Four-Port OC-3c/STM-1c ATM line Card | Data | 1
Cisco | FJS456/003M |  | New | Fiber: SCAPC/LC SM/Duplex 3.0mm (3 Meter) | DAS | 2
Cisco | GLC-SX-MM |  | Used | GE SFP, LC Connector SX Transceiver | Data | 1
Cisco | GLC-SX-MMD |  | Used | Transceiver Module | Data | 13
Cisco | LELK1-1REC4-30326-25 |  | Used | AIRPAX 101602 Circuit Breaker 25a 80vdc Bullet black handle | DAS | 2
Cisco | ME34X-PWR-DC |  | Used | Module: Cisco ME 3400E Series field-replaceable DC power supply | Data | 1
Cisco | PWR-3KW-AC-V2 |  | Used | ASR9000 3KW AC Power Module Version 2 | Data | 2
Cisco | QSFP-100G-LR4-S |  | Un-Used | 100GBASE LR4 QSFP Transceiver, LC, 10km over SMF | Data | 1
Cisco | SFP-10G-LR |  | Un-Used | 10GBASE−LR SFP+ | Transport | 7
Cisco | SFP-10G-ZR |  | Un-Used | 10GBASE−ZR SFP10G | Transport | 2
Cisco | SM-32A |  | Used | 32-Port Asynchronous Serial Service Adapter Module | Transport | 3
Cisco | T3356018 |  | Used | RG142 B/U Plenum Cable | DAS | 2000
Cisco | WS-C3560-24PS-S |  | Used | Catalyst 3650 24 Port 10/100/1000 PoE Switch | Transport | 4
Cisco | WS-C3750X-48T-E |  | Used | Catalyst 3750X-48T Network Switch Stackable 48 10/100/1000 Ethernet | Data | 1
Cisco | WS-C6K-6SLOT-FAN2 |  | Used | High Speed Fan Tray for Catalyst 6506 | Data | 4
Cisco | WS-CAC-3000W | CNUPABA | Used | Power Supply Catalyst 6500 3000W AC | Data | 1
Cisco | WS-G5483 |  | Used | 1000Base TX GBIC | Transport | 4
Cisco | WS-X6708-10GE |  | Used | Catalyst 6500, 8-Ports-Ports Plug-in Module Expansion module | Data | 1
Cisco | XCVR-A00Z85 |  | Used | SFP, 10G MMF 300M HARDENED | Transport | 1
Clearcomm | 512789 |  | Un-Used | APC RACK PDU SWITCHED 1U 1 | DAS | 19
Clearcomm | CCRA-132 |  | New | Combiner Tray, 19-Inch x 1RU HIGH band, SMA Connectors | Ancillary | 2
Clearcomm | SMX3000LV |  | Un-Used | APC Smart UPS X 3000VA Rack/Tower | DAS | 1
Clearcomm | SU3000RMXL3U |  | Used | UPS | DAS | 1
Coastcom | 30011-102 |  | Used | DIMUX ADCU Async 0-19.2 kbps / RS-232 Card | Transport | 21
Coastcom | 30011-112 |  | Used | DIMUX ADCU Async 0-19.2 kbps / RS-232 | Transport | 8
Coastcom | 30011-902 |  | Used | DIMUX ADCU (Asychronous Data Channel Unit) Card | Transport | 6
Coastcom | 30118-101 |  | Used | DIMUX T1 Interface W/O Jacks | Transport | 43
Coastcom | 30118-102 |  | Used | DIMUX T1 Dual DSX-1 Interface-750' with Jackfield 48v and 120vac | Transport | 14
Coastcom | 30118-121 |  | Used | DIMUX Dual DSX-1 Interface-150ft. | Transport | 11
Coastcom | 30118-122 |  | Used | DIMUX Enhanced T1 Interface 24VDC | Transport | 1
Coastcom | 30118-122 |  | Used | DIMUX Enhanced T1 Interface 24VDC | Transport | 40
Coastcom | 30305-106 |  | Used | DIMUX CCU Common Controller Unit | Transport | 1
Coastcom | 30305-108 |  | Used | DIMUX CCU Soldier Battery | Transport | 29
Coastcom | 30305-108 |  | Used | DIMUX CCU Soldier Battery | Transport | 1
Coastcom | 30305-108 |  | Used | DIMUX CCU Soldier Battery | Transport | 1
Coastcom | 30305-108-BatteryReplacement |  | Used | DIMUX CCU Battery Replacement | Transport | 2
Coastcom | 30305-109 |  | Used | DIMUX CCU Common Controller Unit (ALPS-Alternate) | Transport | 26
Coastcom | 30307-101 |  | Used | DIMUX Smart Strobe USTB/S | Transport | 7
Coastcom | 30307-102 |  | Used | DIMUX III Lower Strobe Card | Transport | 9
Coastcom | 30307-103 |  | Used | DIMUX Upper Strobe Unit (USTB/5) | Transport | 55
Coastcom | 30307-103 |  | Used | DIMUX Upper Strobe Unit (USTB/5) | Transport | 1
Coastcom | 30307-104 |  | Used | DIMUX Strobe Generator Unit | Transport | 3
Coastcom | 30307-104 |  | Used | DIMUX Strobe Generator Unit | Transport | 160
Coastcom | 30308-102 |  | Used | DIMUX 120VAC Power Supply | Transport | 19
Coastcom | 30309-102 |  | Used | DIMUX T1 LIU | Transport | 9
Coastcom | 30309-103 |  | Used | DIMUX T11 LIU | Microwave | 1
Coastcom | 30309-104 |  | Used | DIMUX LIU-B Card | Transport | 124
Coastcom | 30309-104 |  | Used | DIMUX LIU-B Card | Transport | 2
Coastcom | 30309-105 |  | Used | DIMUX LIU B (Line Interface Unit) | Transport | 20
Coastcom | 30309-112 |  | Used | DIMUX T1-2 LIU | Transport | 26
Coastcom | 30309-113 |  | Used | DIMUX T1-2 LIU | Microwave | 1
Coastcom | 30309-114 |  | Used | DIMUX LIU-A Card | Transport | 3
Coastcom | 30309-114 |  | Used | DIMUX LIU-A Card | Transport | 82
Coastcom | 30309-115 |  | Used | DIMUX LIU A (Line Interface Unit) | Transport | 24
Coastcom | 30314-101 |  | Used | DIMUX 24VDC Power Supply | Transport | 11
Coastcom | 30315-105 |  | Used | DIMUX III 120VAC Power Supply - Requires DC Power Supply 30338-103 | Transport | 5
Coastcom | 30318-101 |  | Used | DIMUX CSUIF Interface Card 48VDC | Transport | 4
Coastcom | 30318-103 |  | New | DIMUX CSU Dual T1M III T1 Interface 48VDC | Transport | 13
Coastcom | 30318-103 |  | Used | DIMUX CSU Dual T1M III T1 Interface 48VDC | Transport | 38
Coastcom | 30319-101 |  | New | Module: D/I Mux T1 Tandem Unit (TTU) | Transport | 1
Coastcom | 30319-101 |  | Used | DIMUX T1 Tandem Unit (TTU) | Transport | 15
Coastcom | 30319-101 |  | Used | DIMUX T1 Tandem Unit (TTU) | Transport | 1
Coastcom | 30338-101 |  | Used | DIMUX Power Supply Module, 48V | Transport | 1
Coastcom | 30338-102 |  | Used | DIMUX 48VDC Power Supply | Transport | 4
Coastcom | 30338-102 |  | Used | DIMUX 48VDC Power Supply | Transport | 47
Coastcom | 30338-102-REV:E |  | Used | DIMUX 48VDC Power Supply | Transport | 1
Coastcom | 30338-103 |  | Used | DIMUX Power Supply Module, 48V, Non-Redundant | Transport | 8
Coastcom | 30338-902 |  | Used | DIMUX 48VDC Power Supply | Transport | 2
Coastcom | 30339-101 |  | Used | DIMUX Blank Panel for Channel slots | Transport | 2
Coastcom | 30350-101 |  | Used | DIMUX Remote LAN Bridge RLB 2 Port 10Base-T Ethernet Bridge | Transport | 50
Coastcom | 30351-101 |  | Used | DIMUX Synchronous Data Controller Unit (SDCU) 56/64 kbps/V.35 | Transport | 32
Coastcom | 30351-102 |  | Used | DIMUX SDCU | Microwave | 1
Coastcom | 30351-103 |  | Used | DIMUX SYNC Data Channel Unit SDCU V.35, 56/64 x N 24DS0 | Transport | 69
Coastcom | 30351-103 |  | Used | DIMUX SYNC Data Channel Unit SDCU V.35, 56/64 x N 24DS0 | Transport | 4
Coastcom | 30351-104 |  | Used | DIMUX SYNC Data Channel Unit | Transport | 9
Coastcom | 30355-101 |  | Used | DIMUX SDM Card | Transport | 44
Coastcom | 30355-103 |  | Used | DIMUX P-SDM with 50 pin AMP Connector | Transport | 3
Coastcom | 30355-109 |  | Used | DIMUX 5 Channel SDM - DDS DS0A/DS0B RS-232. 1 Port (DS0A) or 5-Port (DS0B)I/F | Transport | 1
Coastcom | 30358-106 |  | Used | DIMUX DSUDP | Transport | 37
Coastcom | 30358-107 |  | Used | DIMUX DSUDP | Transport | 16
Coastcom | 30358-108 |  | Used | DIMUX OCUDP All Rate Office Channel Unit DP | Transport | 2
Coastcom | 30358-108 |  | Used | DIMUX OCUDP All Rate Office Channel Unit DP | Transport | 16
Coastcom | 30360-101 |  | Used | DIMUX SDM Connector Shelf 5x RS-232 | Transport | 19
Coastcom | 30360-102 |  | Used | DIMUX SDM Connector Shelf 10x RS-232 | Transport | 15
Coastcom | 30360-109 |  | Used | DIMUX P-SDM Connector Shelf 5x RS-232 | Transport | 38
Coastcom | 30361-101 |  | Used | ISDN T-BRITE Assembly | Transport | 4
Coastcom | 30451-902 |  | Used | DIMUX DSDCU (Dual Synchronous Data Channel Unit) Same as 30451-101A except without delay and loopbacks | Transport | 31
Coastcom | 33242-104 |  | Used | DIMUX Dual 2-Wire FXS, 48VDC | Transport | 287
Coastcom | 33242-105 |  | Used | DIMUX Dual 2-Wire FXO, 48VDC | Transport | 42
Coastcom | 33242-124 |  | Used | DIMUX 2 Wire FXS -24v | Transport | 13
Coastcom | 33243-104 |  | Used | DIMUX Dual Channel 2W MXS Card (for Nortel Meridian PBX) | Transport | 65
Coastcom | 33243-105 |  | Used | DIMUX Dual Channel 2W MXO Card (for Nortel Meridian PBX) | Transport | 62
Coastcom | 33245-101 |  | Used | DIMUX Dual 4-Wire Transmission Only TO | Transport | 126
Coastcom | 33245-103 |  | Used | DIMUX III 4W E&M | Transport | 157
Coastcom | 33245-104 |  | Used | DIMUXDual 4-wire E&M/PLR/Tandem Signaling/VGD | Transport | 37
Coastcom | 33245-113 |  | Used | DIMUX Dual Port 4-wire E&M/Tandem | Transport | 14
Coastcom | 33245-123 |  | Used | DIMUX Delux 4-wire E&M Card | Transport | 2
Coastcom | 33245-123 |  | Used | DIMUX Delux 4-wire E&M Card | Transport | 15
Coastcom | 33442-104 |  | Used | DIMUX 2 Wire FXS Card | Transport | 7
Coastcom | 33442-104 |  | Used | DIMUX 2 Wire FXS Card | Transport | 2
Coastcom | 38112-002 |  | Used | DXC II CROSS Connect Interface | Transport | 2
Coastcom | 40305-103 |  | Used | DIMUX Multiplexer Controller Unit (MCU) | Transport | 1
Coastcom | 40305-104 |  | Used | DIMUX AMCU (Advanced Multiplexer Controller Unit) (SNMP) Consists of 47305-101 SNMP & 40305-103 MCU | Transport | 21
Coastcom | 91319-308 |  | Used | DIMUX III 8-slot Shelf / Chassis with Channel Jumpers on Backplane | Transport | 26
Coastcom | 91319-608 |  | Used | DIMUX III 8 Slot Shelf / Chassis without Channel Jumpers on Backplane | Transport | 10
Coastcom | 91419-312 |  | Used | DIMUX III 12 Slot Chassis | Transport | 3
Coastcom | 91419-312 |  | Used | DIMUX III 12 Slot Chassis | Transport | 13
Coastcom | 91619-324 |  | Used | DIMUX 24 Slot Chassis | Transport | 40
Coastcom | 91620-308 |  | New | DIMUX 8 slot Shelf | Transport | 7
Coastcom | 91620-312 |  | Used | DIMUX 12 Slot Chassis | Transport | 2
Coastcom | 91620-324 |  | New | DIMUX 24 Slot Chassis | Transport | 24
Coastcom | LTC-3PN |  | New | Keeper 3.5V 350mAH Lithium Battery | Ancillary | 1
Coastcom | R931R16TDAAL |  | Un-Used | R930 Fiber Mux, 16T1, LCD | Transport | 1
Coastcom/ Tempest | 30011-112/T |  | New | DIMUX ADCU Async 0-19.2 kbps / RS-232 | Transport | 15
Coastcom/ Tempest | 30307-103/T |  | New | DIMUX Upper Strobe Unit (USTB/5) | Transport | 6
Coastcom/ Tempest | 30339-101/T |  | New | DIMUX Blank Panel for Channel slots | Transport | 58
Coastcom/ Tempest | 30350-101/T |  | New | DIMUX Remote LAN Bridge RLB 2 Port 10Base-T Ethernet Bridge | Transport | 2
Coastcom/ Tempest | 30451-902/T |  | New | DIMUX DSDCU (Dual Synchronous Data Channel Unit) Same as 30451-101A except without delay and loopbacks | Transport | 1
Coastcom/ Tempest | 30451-902/T |  | Un-Used | DIMUX DSDCU (Dual Synchronous Data Channel Unit) Same as 30451-101A except without delay and loopbacks | Transport | 20
Coastcom/ Tempest | 33242-124/T |  | New | DIMUX 2 Wire FXS 24VDC | Transport | 22
CommScope | 1424540 |  | New | CBLE-ASSY PWR 3-COND 14-AWG 1 **For the FP4-10000002131 and/or 2136RU** | DAS | 3
CommScope | 1688204 |  | New | Prism/Spectrum Host Power Cord | DAS | 6
CommScope | 7159467 |  | Used | ION-M DC/DC-POWER SUPPLY 48V MODULE | DAS | 9
CommScope | 7159468 |  | Used | AC/DC Power Supply 115V-230V | DAS | 2
CommScope | 7163420 |  | Used | Subrack 4 PSU AC 3HU ION-M MMR | DAS | 1
CommScope | 7164273 |  | Used | OTRx 8-9/18-21 MU ION-M MMR Optical Wavelength Module | DAS | 1
CommScope | 7583020 |  | Used | CABLE SMA-SMA MALE STR RD316 35CM | DAS | 11
CommScope | 7583021 |  | Used | CABLE SMA-SMA MALE STR RD316 45CM | DAS | 2
CommScope | 7619978 |  | New | Fan Unit W-Cabinet | DAS | 7
CommScope | 7634507 |  | Used | i-POI® CommScope Active Intelligent Point of Interface, PCS 1900 band, GSM | DAS | 1
CommScope | 7634507 |  | Un-Used | i-POI® CommScope Active Intelligent Point of Interface, PCS 1900 band, GSM | DAS | 2
CommScope | 7634512 |  | Used | CommScope Active Intelligent Point of Interface, AWS 1700 band, LTE MIMO/i-POI 17/17 | DAS | 2
CommScope | 7634513 |  | Used | CommScope Active Intelligent Point of Interface, USA 700 band, LTE MIMO | DAS | 2
CommScope | 7634537 |  | Used | i-POI 19/19 - Active Intelligent Point of Interface PCS 1900 band LTE MIMO | DAS | 17
CommScope | 7637444 |  | Used | Power Supply Unit for ION. PM850-Vac | DAS | 9
CommScope | 7638952 |  | Un-Used | 19" HE Rack (Cabinets | DAS | 2
CommScope | 7640681 |  | Used | ION Power Distribution Unit (30A) | DAS | 1
CommScope | 7658884 |  | Un-Used | ION-U Series Sector Matrix 8x4 | DAS | 1
CommScope | 7658963 |  | New | Internal Power Supply for Extension Unit TFBH23/23-3 | DAS | 2
CommScope | 7708015 |  | Used | ION MAINS BLOCK KIT AC | DAS | 3
CommScope | 900168301 |  | Used | TSUN1 BC Plus Remote Supervision Unit | DAS | 1
CommScope | 300001755329 |  | Un-Used | 300479-HARNESS Cable system ASY,CBL,BUND QMA-R/A TO QMA-R/A,DB9, SPC | DAS | 2
CommScope | 10645-350 |  | Un-Used | L4-PSA Male Adapter Connector | DAS | 7
CommScope | 110145 |  | Un-Used | CELLMAX-CMM-TRI/6515/E2/1 | DAS | 3
CommScope | 110146 |  | Un-Used | CELLMAX-CMM-TRI/6515/E2/1 | DAS | 1
CommScope | 12787-536 |  | Un-Used | Rail-Equip 3' | DAS | 1
CommScope | 13604-718 |  | Un-Used | EAsy Swing Rack | DAS | 3
CommScope | 250-CT-MN |  | Used | 250 Watt/50 Ohm terminator | DAS | 1
CommScope | 25-1-MFN-10 |  | Used | 10 Watt Bi-Directional RF Attenuators | DAS | 5
CommScope | 25-A-MFN-06 |  | Used | 25W Attenuator | DAS | 5
CommScope | 25-A-MFN-10 |  | Used | 25 Watt Attentuator | DAS | 9
CommScope | 25-A-MFN-10 |  | Un-Used | 25 Watt Attentuator | DAS | 2
CommScope | 25-A-MFN-20 |  | Used | 25W Attenuator | DAS | 1
CommScope | 25-T-MN |  | Used | 25W 50 Ohms Attenuator | DAS | 27
Commscope | 320000102725 |  | Used | MOD D RF Cable TX0/RX0 Bay D | Ancillary | 26
Commscope | 320000102726 |  | Used | MOD D RF Cable TX1/RX1 Bay D | Cable | 22
Commscope | 320000102728 |  | Used | MOD C RF Cable TX0/RX0 Bay C | Cable | 27
Commscope | 320000102729 |  | Used | MOD C RF Cable TX1/RX1 Bay C | Cable | 27
Commscope | 320000102730 |  | Used | MOD B RF Cable TX0/RX0 Bay B | Cable | 24
Commscope | 320000102731 |  | Used | MOD B RF Cable TX1/RX1 Bay B | Cable | 26
Commscope | 320000102732 |  | Used | MOD A RF Cable TX0/RX0 Bay A | Cable | 28
Commscope | 320000102733 |  | Used | MOD A RF Cable TX1/RX1 Bay A | Cable | 28
CommScope | 34-10-34 |  | Used | 0-4GHz, 10db, 25W. NF to NM Attenuator | DAS | 1
CommScope | 415-1551-005 |  | Used | Duplexer ONLY. 700 Mhz Public Safety band duplexer, SMA-F Connectors. | DAS | 1
CommScope | 415-BS91-006 |  | New | Diplexer, LTE Upper C band, 50W | DAS | 5
CommScope | 540EZNMV2 |  | Un-Used | 540EZNMV2 1/2IN EZ N/M FXL C | DAS | 2
CommScope | 61-8W |  | Used | Baf 8inch RN | DAS | 30
CommScope | 715877-5622 |  | Un-Used | ION-M Optical Mater Unit Frame | DAS | 1
CommScope | 7159207-0001 |  | Used | ION-M Remote Radio Unit, MMR8A/19 | DAS | 1
CommScope | 7159208-0001 |  | Used | ION-M85P/19P DAS Remote Radio Amplifier | DAS | 4
Commscope | 7160545-0001 |  | Used | NODE C 843 RF ENHANCER CDMA 824-849/869-894MHZ | Ancillary | 2
CommScope | 7160615 |  | Used | CommScope-COMB 4:1 1710-1990 -1 | DAS | 4
CommScope | 7161214-0004 |  | Used | RMC without Modem | DAS | 2
CommScope | 7161269-00 |  | Used | Combiner 4:1 698-960-11D | DAS | 4
CommScope | 7161269-00 |  | New | Combiner 4:1 698-960-11D | DAS | 2
CommScope | 7161351-00 |  | Used | ION-M Display & Keyboard Drawer - 1 HU - 12 VDC | DAS | 1
CommScope | 7163420 |  | Un-Used | CommScope-SUBRACK 4 PSU AC 3HU | DAS | 1
Commscope | 7163674 |  | New | Power Cord for 7669582-0002 | Cable | 1
CommScope | 7163764 |  | Un-Used | SUBRACK 8 PSU AC 6HU | DAS | 2
CommScope | 7164170 |  | Un-Used | SUBRACK UNIVERSAL | DAS | 3
CommScope | 7164524 |  | Un-Used | PGenericH CABLE | DAS | 1
Commscope | 734897 |  | Used | L4TNM-PSA CONNECTOR, COAX, N MALE FOR 1/2N COAXIAL CABLE STRAP | Cable | 7
CommScope | 7548470-0001 |  | Used | ION-M17P DAS Remote Unit | DAS | 14
CommScope | 7548470-0002 |  | Used | ION-M17HP Remote Unit | DAS | 1
CommScope | 7561392-0018 |  | Un-Used | Rack: BDA accessories, node A4 100-240 VAC power | DAS | 1
CommScope | 7562874-0001 |  | Used | ION-M Remote Unit. ION-M17P/19P 1 Ant. Port | DAS | 4
CommScope | 7563207-00 |  | Used | ION-M OTRx 17P/17P/17P MU-G | DAS | 9
CommScope | 7566633-0001 |  | Used | ION-M85P/19P | DAS | 4
CommScope | 7574024-00 |  | Used | Type E10192- BTS Mobile | DAS | 1
CommScope | 7577538-00 |  | Used | Module: RF Module 800 MHz, 37dBm (SMR) | DAS | 1
CommScope | 7577540-00 |  | Used | Node A Module, AF 8527, 824-849/869-894 MHz, 27 dBm | DAS | 1
CommScope | 7577546-00 |  | Used | NODE A 900 SMR 5W Amplifier Module | DAS | 1
CommScope | 7577550-00 |  | Used | Node A RF Enhancers, AF 1737, 1710 1755/2110 2155 MHz, 37 dBm, DCM AF 1737 | DAS | 1
CommScope | 7578527-00 |  | Used | Subrack 4 OTRx w/o mounting plate | DAS | 5
CommScope | 7578527-00 |  | Un-Used | CommScope-SUBRACK 4 OTRX 430MM | DAS | 1
CommScope | 7583020 |  | Used | CABLE SMA-SMA MALE STR RD316 35CM | DAS | 26
CommScope | 7597012-00 |  | Used | ION-M Duplexer Passive 824-849 869-894 | DAS | 2
CommScope | 7597024-00 |  | Used | ION-M Passive Duplexer, 1850-1915, 1930-1995 | DAS | 2
CommScope | 7602541-00 |  | Used | Node A Module, DCM AF 4037 (Uplink 455 to 470 MHz / Downlink 450 to 465 MHz) | DAS | 1
CommScope | 7604304-00 |  | Used | OTRX 70-85/90/17-21 MU | DAS | 2
CommScope | 7604304-02 |  | Used | OTRX 70-85/90/17-21 MU-G | DAS | 2
CommScope | 7604304-03 |  | Used | OTRx 70-85/90/17-21 MU-G | DAS | 1
CommScope | 7604841-0001 |  | Used | ION-M85P/19P Remote; 85-264,VAC 700 MHz Ext. Port, | DAS | 1
Commscope | 7610413-02 |  | Used | ION-B Crossband Coupler 698-787MHz/806-2155MH Diplexer | Ancillary | 2
CommScope | 7610413-02 |  | Used | Antenna Combiner | DAS | 22
CommScope | 7610413-02 |  | Un-Used | Antenna Combiner | DAS | 5
CommScope | 7612767-00 |  | Used | ION-M Duplexer Passive 698-716 776-787 728-757 | DAS | 2
CommScope | 7622074-00 |  | New | Fan Guard for Outdoor ION-M Remotes | DAS | 8
CommScope | 7626889-00 |  | New | FCM RU 7P/7P Double Connect | DAS | 1
Commscope | 7626938-00 |  | Used | Lte-Subrack3Otrx |  | 2
CommScope | 7627498-00 |  | Used | Node A Module, DCM AF 1528 (Uplink / Downlink 148 to 174 MHz) | DAS | 1
CommScope | 7627572-0006 |  | Used | RMC1600 Windows Server 2008 w/o Modem | DAS | 1
CommScope | 7627572-0008 |  | Used | RMC1600 Windows Server 2008 w/ MC88 | DAS | 1
CommScope | 7629728-0002 |  | Used | Remote: ION-M7P/85P/17P/19P 1 Ant. Port | DAS | 1
CommScope | 7629728-0006 |  | Used | ION-M7P/85P/17P/19P 2 Ant Ports | DAS | 5
CommScope | 7629728-0007 |  | Used | ION-M7P/17P/19P Remote Unit | DAS | 1
CommScope | 7632532-00 |  | Used | Fan Unit ML-Cabinet | DAS | 1
CommScope | 7633458-01 |  | Used | AC/DC CABLE AWG 16 3.2M 3 WIRES | DAS | 1
CommScope | 7634508-02 |  | Used | i-POI 19-U CommScope Active Intelligent Point of Interface, PCS 1900 band, UMTS | DAS | 13
CommScope | 7634509-02 |  | Used | i-POI 85-G CommScope Active Intelligent Point of Interface, CEL 850 band, GSM | DAS | 1
CommScope | 7634510-01 |  | Un-Used | SPARE/I-POI 85-U CELLULAR 850 | DAS | 1
CommScope | 7634511-00 |  | Used | ION i-POI 17-U CommScope Active Intelligent Point of Interface, AWS 1700 band, UMTS | DAS | 2
CommScope | 7634986-0001 |  | Used | ION-M17P/17P/17P | DAS | 2
CommScope | 7635456-00 |  | Used | Battery Pack for an RMC1600 | DAS | 2
Commscope | 7637442-01 |  | Used | ION Subrack, five power supply units, ac/dc, 1 HU |  | 1
CommScope | 7637443-02 |  | Used | Power Supply Unit for ION Series, -40 to -70 Vdc, 850 W | DAS | 6
CommScope | 7640450-00 |  | Used | Alarm cable 0.7m inter-subrack connection | DAS | 2
CommScope | 7640681-00 |  | Used | ION Power Distribution Unit | DAS | 2
CommScope | 7643618-00 |  | Un-Used | RF cable 3m-SMA to SMA jumper C195-SMQM-3M-AMBG CNT195 QMA/SMA 3.0M | DAS | 70
CommScope | 7643690-00 |  | New | PDU to ION-U Subrack DC cable | DAS | 2
CommScope | 7643711-00 |  | Un-Used | IFC Blindcover | DAS | 2
CommScope | 7659180-01 |  | Used | ION® Standard Interface Card for Active Intelligent Point of Interface, IFC-S | DAS | 3
CommScope | 7659271-02 |  | New | SR12/dM. ION-U subrack with dSMR backplane | DAS | 1
CommScope | 7669582-0002 |  | Used | ION-U Low Power Remote Unit for USA 700 and USA 750, SMR 800, CEL 850, AWS 1700, and PCS 1900 Band Applications | DAS | 2
CommScope | 7669582-0002 |  | New | ION-U Low Power Remote Unit for USA 700 and USA 750, SMR 800, CEL 850, AWS 1700, and PCS 1900 Band Applications | DAS | 14
CommScope | 7669582-0003 |  | New | ION-U Low Power Remote Unit for USA 700 and USA 750, SMR 800, CEL 850, AWS 1700, and PCS 1900 Band Applications | DAS | 1
Commscope | 7669582-0008 |  | Used | Ion-Ul7/80-85/17Ep/19P-Vdc |  | 2
CommScope | 7672754-00 |  | Used | Blank Filler | DAS | 4
CommScope | 7672755-00 |  | Used | ION CommScope POI Blindcover for Intelligent Point of Interface | DAS | 11
CommScope | 7674265-00 |  | Un-Used | OTRx H M1. High Power Master Optical Transceiver | DAS | 2
CommScope | 7674265-0001 |  | Used | OTRX M1 | DAS | 1
CommScope | 7674471-0002 |  | Used | ION-U High Power Remote Unit for AWS 1700 Band Applications | DAS | 3
CommScope | 7676311-01 |  | Used | e-POI Subrack with Interface Card | DAS | 2
CommScope | 7677897-00 |  | Used | Intelligent Point of Interface (IPOI L M1 17/19) card | DAS | 1
CommScope | 7698400-0001 |  | Un-Used | ION-U H 7P/80-85P/17P/19P-Vac-M2 | DAS | 2
Commscope | 78EZDM |  | Un-Used | 7-16 DIN Male EZfit® for 7/8 in FXL-780, AVA5-50, and AVA5-50FX cable | Cable | 1
CommScope | 800-35234-01 |  | Used | CATALYST 2960-C ETHERNET SWITCH | DAS | 3
CommScope | 810-447-132 |  | Un-Used | VS 40 SC SM DPX PVC Generic Owned | DAS | 10
CommScope | 855-19725 |  | Un-Used | 10/100 Mbps Ethernet Switching Media Converter | DAS | 35
CommScope | 855-19726 |  | Used | 10/100 Mbps Ethernet Switching Media Converter | DAS | 1
CommScope | 900135400 |  | Used | Contains: Qty (6) 900169900 - | DAS | 2
CommScope | 900168301 |  | Used | TSUNI BC Plus remote alarm unit | DAS | 2
CommScope | 900169900 |  | Used | TMP2-10 2G DL PWR Limiter Mod | DAS | 4
CommScope | 919057 |  | Un-Used | CCS ANTENNA MOUNTING BRACKET | DAS | 344
CommScope | A3L791-02-YLW-S |  | Un-Used | BELKIN CAT5E PGenericH SNAG 2FT YE | DAS | 25
CommScope | AIP-ACU-1 |  | Used | AIP Control Unit (ACU) | DAS | 1
CommScope | AIP-BIU850-1 |  | Used | AIP RF MODULE 850 MHZ | DAS | 2
CommScope | AIP-CSU-1 |  | Used | Split/Comb Tray, Config1 | DAS | 2
CommScope | AIP-HU-1 |  | Used | AIP-Host Unit | DAS | 3
CommScope | AIR-CT5508-50-K9 |  | Used | Wireless Controller | DAS | 1
CommScope | AIR-LAP1252AG-A-K9 |  | Used | ACCESS POINT | DAS | 24
Commscope | ATC : FMT-DTR070U20-S24B |  | Used | FMT Fiber Termination/Splice Panel, with sliding tray, 24 SC/UPC, singlemode, 1RU, 19 in, black | Ancillary | 1
CommScope | C-10-CPUSE-N-AU/M |  | Un-Used | CommScope 698-2700 MHz 10dB | DAS | 1
CommScope | C-13-CPUSE-N-AU/M |  | Un-Used | CommScope 698-2700 MHz 13dB | DAS | 94
CommScope | C-15-CPUSE-N-A |  | Un-Used | 15db Directional Coupler, 698-2700Mhz | DAS | 3
CommScope | C-15-CPUSE-N-Ai6 |  | Un-Used | CouplerAir Directional 15dB 555–2700 MHz | DAS | 2
CommScope | C-15-CPUSE-N-AU/M |  | Un-Used | CommScope 698-2700 MHz 15dB | DAS | 5
CommScope | C-20-CPUSE-N |  | Un-Used | Coupler Air Directional 698-2700MHz 20dB N Female Connectors | DAS | 6
CommScope | C-30-PUSE-N-A |  | Un-Used | 698-2700 MHz 30dB Air Directional Coupler | DAS | 16
CommScope | C-6-CPUSE-N |  | New | Coupler: 6 db Directional Coupler | DAS | 2
CommScope | C-6-CPUSE-N-A |  | Un-Used | 6 DB Air Directional | DAS | 84
CommScope | C-6-CPUSE-N-AI6 |  | Used | 6dB Air Directional Coupler, 698-2700MHz | DAS | 1
CommScope | C-6-CPUSE-N-AI6 |  | Un-Used | Coupler Air Directional 698-2700MHz 6dB | DAS | 5
CommScope | C-8-CPUSE-N-A |  | Used | Airdirectional Coupler, 698-2700 Mhz | DAS | 2
CommScope | C-8-CPUSE-N-AI6 |  | Un-Used | 8dB Air Directional Coupler, 698-2700MHz | DAS | 2
CommScope | CA-TNFDF |  | Used | N Female - DIN Female | DAS | 4
Commscope | CBC1923T-4310 |  | Un-Used | Twin Diplexer PCS/AWS+WCS, DC block, 4.3-10 | Ancillary | 3
CommScope | CBC31/696-1990 |  | Un-Used | Coupler:696-746 MHz, 820-900 & 1850-1990 MHZ, CROSSBAND COUPLER/DIPLEXER | DAS | 2
CommScope | CBC61921Y-DS |  | Used | Triplexer 555–894 /PCS/AWS1-4 with DC sense | DAS | 30
Commscope | CBC78-DF |  | Un-Used | Diplexer - 698/787/824/894 Crossband Coupler | Cell Site | 13
CommScope | CCDP-327-1 |  | Used | Duplexer 850 MHz High Power Indoor 7/16 DIN Connectors | DAS | 1
CommScope | CCDP-802-1W |  | Used | Duplexer, WideBand Type 7-16 DIN Female Connectors | DAS | 18
CommScope | CCFA-386-1W |  | Used | Triplexer (700,850,& 1900 Band), 7/16 DIN Connector, Weatherized | DAS | 22
CommScope | CCM1819-ND |  | New | 7.50' (2.29m) Power Cord Black NEMA 5-15P To IEC 320-C13 SVT, LINE CORD 7.5' W/3CONDUCTORS BLK | DAS | 2
CommScope | CELLMAX-D-25 |  | Used | Indoor Directional Antenna | DAS | 1
CommScope | CELLMAX-D-CPUS |  | Used | Indoor Directional Antenna | DAS | 2
CommScope | CELLMAX-D-CPUSEi |  | Used | Directional In-building Antenna | DAS | 20
CommScope | CELLMAX-D-CPUSEi |  | Un-Used | CommScope 698-960&1710-2700 MHz INDOOR ANTENNA | DAS | 40
CommScope | CELLMAX-EXT-CPUSE |  | Un-Used | Cell-Max Directional Outdoor Antenna, 698–960 MHz and 1710–2700 MHz | DAS | 5
CommScope | Cisco2800 |  | Used | Router | DAS | 1
CommScope | CMAX-DM20-CPUSEV53 |  | Used | Cell-Max Low PIM Directional High Capacity Venue MIMO Antenna, 698–960 MHz and 1710–2700 MHz, 20-Deg | DAS | 5
CommScope | CMAX-DM30-CPUSEI |  | Un-Used | MULTI-BAND INDOOR ANTENNA CELL | DAS | 8
CommScope | CMAX-DM60-CPUSEi |  | Used | Cell-Max Directional High Capacity Venue MIMO Antenna, 698-960 Mhz and 1710-2700 MHz, 60, 8dBi | DAS | 13
CommScope | CommScopefaceplates |  | Used | FACE PLATES | DAS | 28
CommScope | CSI-BDA51062 |  | Used | Repeater: 824-894 MHz Full Cellular 62dB Repeater | DAS | 1
CommScope | CSI-BDA51062-PC5 |  | Used | Repeater: Model 510 / 610 Series In-Building Amplifier 65 dB 0.5 Watt | DAS | 2
CommScope | CSI-SPD2/700-2.5K-N |  | Used | Splitter | DAS | 1
CommScope | CSI-SPD4/700-2.7K/N |  | Used | 700-2700 MHz, 4 OUTPUTS, 0.5 DB INSERTION LOSS (DB), N(F), POWER DIVIDERS | DAS | 1
CommScope | DAST-6 |  | Used | DAS Interface Attuator | DAS | 1
CommScope | DAST-700-MODA |  | Used | Module: 700 DAS, Module A | DAS | 3
Commscope | DBXNH-6565B-A2M |  | Used | 4-port sector antenna, 2x 698–896 and 2x 1710–2180 MHz, 65° HPBW, RET compatible | Microwave | 1
CommScope | DGVX-CA100000 |  | New | RF CABLE, 10 FEET, N MALE TO N MALE | DAS | 10
CommScope | F1A-PNMNM-10 |  | Used | Cable | DAS | 1
CommScope | F1A-PNMNM-3 |  | Used | Cable | DAS | 1
CommScope | F1A-PNMNM-5 |  | Un-Used | 5' FSJ1-50A Jumper, NMNM | DAS | 123
Commscope | F4CT-F9A-JF-10 |  | Used | Quad Fiber Jack Connector, 10M | Ancillary | 1
CommScope | F4CT-F9A-JF-30 |  | Un-Used | QUAD FIBER JACK CONNECTOR | DAS | 26
Commscope | FFHH65C-R3 |  | Un-Used | 8-port sector antenna, 4x 617-806 and 4x 1695–2360 MHz, 65° HPBW, 3x RET, 600 MHz-Ready Antenna Technology | Cell Site | 9
Commscope | FHD-M0DA-0030M |  | Used | Hardened Multifiber Optical Connector (HMFOC) cable assembly, HMFOC jack to stub, 12-fiber, 30 meters | Cable | 3
Commscope | FILC-SMUP-30 |  | Used | Field Install. SM LC Connector - Ultra Polish | Cable | 1
CommScope | FOA-INLC010 |  | Un-Used | FOA IN-LINE LC 10DB | DAS | 20
CommScope | FOA-INLC015 |  | Un-Used | 15dB SM LC In-Line Attenuator. | DAS | 10
Commscope | FOA-INLC05 |  | Used | Lgc-Adc-In-Lineattensml |  | 2
CommScope | FOA-INLC05 |  | Un-Used | 05dB SM LC In-Line Attenuator. | DAS | 10
CommScope | FP4-0000002100RU |  | Used | Flexwave Prism, 4 Band DIV RU | DAS | 1
CommScope | FP4-10000001111RU |  | Used | QUAD-BAND Quad Bay, 1310nm 26dB SFP, Non-Diversity, N Antenna connections, Proax Fiber Connection, Almond color | DAS | 2
CommScope | FP4-10000002116RU |  | Un-Used | 4-BAND Quad Bay, 1310nm 26dB SFP, Diversity, N Antenna connections, Proax Fiber Connection, Gray | DAS | 1
Commscope | FP4-GREYSSKIT |  | Used | Prism.Quadsolarshiel |  | 2
CommScope | FPC2-SPLC-3M |  | Un-Used | SPARE/2MMDUALZIPLC CONNECTOR | DAS | 15
CommScope | FSN-1-MH-1-800/1900 |  | Used | 800l/ 1900 PCS Fusion Main Hub | DAS | 4
CommScope | FSN-1-MH-1-800/900/1900 |  | Un-Used | Cell/PCS Fusion Main Hub (800/900/1900MHz) | DAS | 1
CommScope | FSN-1-MH-1-850/1900/NotConfigured |  | Used | Fusion Main Hub 850 cell / 1900 PCS / Not Configured | DAS | 2
CommScope | FSN-1-MH-1-900/1800/2100 |  | Used | Fusion Main Hub 900/1800/2100MHz | DAS | 3
CommScope | FSN-2-708519-1 |  | Used | Fusion Remote Access Unit,(RAU); 700ABC/ 850/ 1900,MHz | DAS | 5
CommScope | FSN-2-708519-1-HP |  | Used | Fusion Remote 700ABC MIMO/700uC/850/1900 | DAS | 2
CommScope | FSN-2-708519-2-HP |  | Used | Fusion Remote 700ABC/850/1900 | DAS | 23
CommScope | FSN-2-708519-2-HP |  | New | Fusion Remote 700ABC/850/1900 | DAS | 2
CommScope | FSN-2-758519-1-HP |  | Used | Fusion Remote Access Unit, 700UC/850/1900 HP RAU | DAS | 3
CommScope | FSN-2-758519-2-HP |  | Un-Used | InterReach Fusion 700 LTE (Upper C), 850 CELL, 1900 PCS High Power Remote Access Unit (RAU). | DAS | 7
CommScope | FSN-2-MH-2-850/1900/700 |  | Used | Fusion Main Hub for 850/1900/700 | DAS | 2
CommScope | FSN-2-MHDC-2 |  | Un-Used | Fusion Main Hub, DC Input Power | DAS | 4
CommScope | FSN-8519-1 |  | Used | InterReach Fusion 850MHz CELL, 1900MHz PCS Remote Access Unit | DAS | 16
CommScope | FSN-EH-2 |  | Used | InterReach Expansion Hub | DAS | 6
CommScope | FSN-W1-EH-2 |  | Used | INTERREACH FUSION WIDEBAND FOR 1900/AWS | DAS | 12
CommScope | FSN-W1-EH-2 |  | Un-Used | INTERREACH FUSION WIDEBAND FOR 1900/AWS | DAS | 5
CommScope | FSN-W1-EHDC-2 |  | Un-Used | Fusion Wideband Expansion Hub, DC Input Power | DAS | 1
CommScope | FSN-W1-MH-2-1800/2100 |  | Used | Fusion wideband 1800/2100 Main Hub | DAS | 1
CommScope | FSN-W1-MH-2-1800/2100 |  | Un-Used | Fusion wideband 1800/2100 Main Hub | DAS | 4
CommScope | FSN-W2-7070-1 |  | Used | FUSION WIDEBAND RAU 700 (LOWER ABC)MIMO 700MHZ LTEDAS WIRELESS SYSTEM | DAS | 2
CommScope | FSN-W2-MH-3-700/2100/700 |  | Un-Used | Fusion Main Hub (700/2100/700MHz) | DAS | 1
CommScope | FSN-W2-MH-3-700UC/700UC |  | Un-Used | Fusion Main Hub (700UC/ 700UC MHz) | DAS | 1
CommScope | FSN-W4-702121-1-HP |  | Un-Used | 700 ABC/AWS HP/AWS HP RAU Wideband | DAS | 3
CommScope | FSN-W4-752121-1-HP |  | Used | FUSION WIDEBAND 700UC/AWS, HP/AWS HP | DAS | 11
CommScope | FSN-W4-MH-1 |  | Un-Used | InterReach Fusion Main Hub (AC) | DAS | 1
CommScope | FSN-W4-MHDC-1 |  | Used | Fusion Wideband Main Hub, DC Input Power | DAS | 2
CommScope | FSN-W5-851921-1-HP |  | Un-Used | FUSION WB 850/HP-1900/HP-AWS RAU | DAS | 3
CommScope | FSN-W5-MH-1 |  | Used | Fusion One Port Main Hub. Supports 1 Expansion Hub (up to 8 RAU's) | DAS | 3
CommScope | FWP-00000000HU |  | Used | SPARE/PRISM HOST UNIT CHASSI | DAS | 1
CommScope | FWP-00000HUII |  | Used | Spectrum Host Unit: Fan Assembly FWU-0000000FAN SeRF II Module FWP-0000SERFII System II Board Module FWP-000HUSYSII DC Power Module FWU-0000PWRSUP | DAS | 47
CommScope | FWP-00000HUII |  | Un-Used | SPECTRUM HOST UNIT | DAS | 2
CommScope | FWP-0000SERFII |  | Used | Prism Host SERF-II | DAS | 4
CommScope | FWP-000HUSYSII |  | Used | RACK MOUNTABLE INTER REACH SPECTRUM HOST UNIT | DAS | 3
CommScope | FWP-000HUSYSIII |  | Used | RACK MOUNTABLE INTER REACH SPECTRUM HOST UNIT | DAS | 2
CommScope | FWP-000SERFMOD |  | Used | Remote SERF MODULE FW PRISM | DAS | 22
CommScope | FWP-7416D00MOD |  | Un-Used | Prism Remote Unit, 20W, GSM Module | DAS | 4
CommScope | FWP-8416000MOD |  | Used | Prism Remote Unit, 1900 PCS, 20W, Non-Diversity, Single Super DART | DAS | 5
CommScope | FWP-8416000MOD |  | Un-Used | Prism Remote Unit, 1900 PCS, 20W, Non-Diversity, Single Super DART | DAS | 5
CommScope | FWP-8426000MOD |  | Used | PRISM 20W PCS MODULE DIVERSITY | DAS | 13
CommScope | FWP-84MT000MOD |  | Used | 1900 PCS Prism Remote Unit Module. Prism, Dual 20W 1900 PCS Module, MIMO, Single Position | DAS | 5
CommScope | FWP-8810000MOD |  | Used | Prism Remote Unit, 1900 PCS, 40W, Non-Diversity, Classic | DAS | 6
CommScope | FWP-A416000MOD |  | Used | 20W.AWS2100 RF MOD | DAS | 1
CommScope | FWP-A4MT000MOD |  | Used | AWS Remote DART Module | DAS | 9
CommScope | FWP-A810000MOD |  | Used | Description: 2100 AWS, 40W (Cell, 700, PCS, AWS), Non-Diversity, Classic | DAS | 2
CommScope | FWP-B410000MOD |  | Used | SPR 20W RF MOD CELL 850 WB ND | DAS | 6
CommScope | FWP-B410000MOD |  | Un-Used | Prism Remote Unit, 20W, 850 MHz Cellular, Non-Diversity | DAS | 9
CommScope | FWP-B420000MOD |  | Used | PRISM 850 WIDEBAND CELL 20W MODULE DIVERSITY CLASSIC | DAS | 12
CommScope | FWP-C4MT000MOD |  | Used | Dual 20W 850/1900 RF Module; single bay HDM | DAS | 1
CommScope | FWP-L416000MOD |  | Used | FlexWave Prism, 20 W, 700 Lower ABC Band Module, Non-Diversity, Single SuperDART | DAS | 10
CommScope | FWP-L4MT000MOD |  | Used | Prism Dual 20W 700 Lower ABC MOD, Mimo | DAS | 4
CommScope | FWP-OADM1471MO |  | Un-Used | LGC - FWP-OADM1471MOD- | DAS | 2
Commscope | FWP-OADM1491MOD-00 |  | Used | Fwp-Oadm1491Mod-00Osp |  | 5
CommScope | FWP-OADM1511MO |  | Un-Used | LGC - FWP-OADM1511MOD- | DAS | 2
CommScope | FWP-OADM1531MO |  | Un-Used | LGC - FWP-OADM1531MOD- | DAS | 2
CommScope | FWP-OADM1551MO |  | Un-Used | LGC - FWP-OADM1551MOD- | DAS | 2
CommScope | FWP-OADM1571MO |  | Un-Used | LGC - FWP-OADM1571MO | DAS | 1
CommScope | FWP-OADM1571MOD-00 |  | Un-Used | LGC-FWP-OADM1571MOD | DAS | 1
CommScope | FWP-OADM1591MO |  | Un-Used | LGC - OSP 1591 CWDM 1 | DAS | 2
CommScope | FWP-OADM1611MO |  | Un-Used | LGC - OSP 1611 CWDM 1 | DAS | 2
CommScope | FWP-RUFAN001 |  | Used | Prism Remote Unit Fan | DAS | 5
CommScope | FWP-RUFAN001 |  | New | Prism Remote Unit Fan | DAS | 14
CommScope | FWP-SMIR1310XVR |  | Used | SFP: TE CommScope CommScope FWP-SMIR1310XVR | DAS | 77
CommScope | FWP-SMIR1310XVR |  | Un-Used | SFP: TE CommScope CommScope FWP-SMIR1310XVR | DAS | 8
CommScope | FWP-U416000MOD |  | Used | 20W RF MOD, LTE 700 UC | DAS | 30
CommScope | FWP-U4MT000MOD |  | Used | Dual 20W 700-UC Outdoor Remote Unit | DAS | 9
CommScope | FWP-U4MT000MOD |  | Un-Used | Dual 20W 700-UC Outdoor Remote Unit | DAS | 7
Commscope | FWU-0000000000111 |  | Used | Lgc-Urhemptybacke |  | 1
CommScope | FWU-00000000HUII |  | Used | PRISM Host Unit Chassis | DAS | 1
Commscope | FWU-0000000DR |  | Used | Lgc-Urhreardoorse |  | 3
CommScope | FWU-0000000FAN |  | Used | Fan Assembly for the DRU | DAS | 44
CommScope | FWU-0000PWRSUP |  | Used | POWER SUPPLY MODULE | DAS | 44
Commscope | FWU-1600ACDC |  | Used | Actodcpowersupply |  | 8
CommScope | FWU-20000HUD |  | Un-Used | SPARE/LGC-CommScope-800 CELL D | DAS | 6
CommScope | FWU-20000HUDART |  | Used | PRISM, 800 CELL, One Dart, Classic | DAS | 36
CommScope | FWU-20000HUDART |  | Un-Used | PRISM, 800 CELL, One Dart, Classic | DAS | 2
CommScope | FWU-86000HUDART |  | Used | SPARE/LGC-1900 PCS DART | DAS | 104
CommScope | FWU-86000HUDART |  | Un-Used | SPARE/LGC-1900 PCS DART | DAS | 4
CommScope | FWU-8S000HUDART |  | Un-Used | HOST DART, PCS 1900 SGL SD | DAS | 1
CommScope | FWU-A0000HUDART |  | Used | Spectrum Host DART Card | DAS | 2
CommScope | FWU-A6000HUDART |  | Used | Spectrum 2100 AWS Host DART Card | DAS | 52
Commscope | FWU-C410002210111RU |  | Used | Abc-Urhpcs2Bnd20Wl |  | 1
CommScope | FWU-HDRJ45020 |  | Used | CBL-ASSMETH/IPRJ-45IP6 | DAS | 1
CommScope | FWU-HDRJ45020 |  | Un-Used | CBL-ASSMETH/IPRJ-45IP6 | DAS | 11
CommScope | FWU-L6000HUDART |  | Used | Spectrum 700 Lower ABC Host DART Card | DAS | 45
CommScope | FWU-L6000HUDART |  | New | Spectrum 700 Lower ABC Host DART Card | DAS | 1
CommScope | FWU-SMCW1550XVR |  | Un-Used | SFP , CWDM 1551nm, 26db | DAS | 8
Commscope | FWU-SMCW1590XVR |  | Used | Xcvr-Sfpcwdmexttem |  | 3
CommScope | FWU-SMHU1550XVR |  | Used | 1550NM FIBER OPTIC TRANSCEIVER | DAS | 5
CommScope | FWU-SMHU1550XVR |  | Un-Used | 1550NM FIBER OPTIC TRANSCEIVER | DAS | 7
CommScope | FWU-SMRU1310 |  | Un-Used | URH REMOTE UNIT 26DB O | DAS | 1
CommScope | FWU-SMRU1310XVR |  | Used | 1310 nm Flexwave Fiber optic Transceiver | DAS | 10
CommScope | FWU-SMRU131O |  | Un-Used | SPARE/URH REMOTE UNIT 26DB | DAS | 6
CommScope | FWU-U6000HUDART |  | Used | Spectrum 700 Upper C Host SDART Card | DAS | 60
Commscope | FWU-UPS100000 |  | Used | 1000Va50Ahr1000Wups |  | 4
CommScope | H-3-CPUSA-N-A |  | Used | 3dB Hybrid Coupler | DAS | 1
CommScope | H-3-CPUSE-D-A |  | Un-Used | 3dB Hybrid Coupler, 698-2700MHz | DAS | 25
CommScope | H-3-CPUSE-N-A |  | Used | 3dB Hybrid Coupler | DAS | 1
CommScope | H-3-CPUSE-N-Ai6 |  | Used | Air Dielectric Hybrid Coupler, 3dB, 555–2700 MHz | DAS | 9
CommScope | H-4X4-CPU-N |  | Used | HYBRID MATRIX 4X4 OPERATING BAND 800-2200 MHZ N-TYPE CONNECTION | DAS | 1
CommScope | H-4X4-CPU-N |  | Un-Used | HYBRID MATRIX 4X4 OPERATING BAND 800-2200 MHZ N-TYPE CONNECTION | DAS | 3
CommScope | H-4X4-CPUSE-N-A |  | Un-Used | 4x4 High Power Hybrid Matrix, 698–2700 MHz | DAS | 1
CommScope | H5PNF |  | Un-Used | CommScope N Female Conn. HJ5-50 7/8" | DAS | 4
CommScope | H5PNM |  | Un-Used | Type N Male with gas barrier for 7/8 in HJ5-50 air dielectric cable | DAS | 16
Commscope | HBXX-6517DS-A2M |  | Un-Used | 1710-2180 MHz Quad Port Antenna w/ AISG Actuator | Cell Site | 2
Commscope | HFA410-4SN0K4-15 |  | Un-Used | FiberFeed® Hybrid Cable Assembly, OVP box to RRU, UL Type TC-ER, 1 DC feed for RRU, 4 fiber, PVC jacket, aluminum armor, weather shroud and power connector for Nokia AirScale radios pre-installed, 15 ft | Cell Site | 3
CommScope | HFJ-DUST-CAP |  | Un-Used | PROAX CONNECTOR CAP | DAS | 14
CommScope | HWIC-1DSU-56K4 |  | Un-Used | CISCO 1 Port 56K 4 Wire DSU/CSU WAN Interface Card | DAS | 1
Commscope | IPOI 1900-UMTS |  | Used | Andrew-Activeintelligentpo |  | 2
Commscope | iPOI 7/7 |  | Used | Andrew-Activeintelligentpoi |  | 2
CommScope | L4A-DMDM-10-P |  | Used | 10 Foot Antenne Cable | DAS | 2
CommScope | L4A-DMDM-15-P |  | Used | 15 Foot Antenne Cable | DAS | 2
Commscope | L4A-DMDM-15-P-SGW |  | Used | LDF4-50A Jumper with interface types 7-16 DIN Male and 7-16 DIN Male with SureGuard weatherproofing, 15 ft | Cable | 1
CommScope | L4A-DMDM-20-P |  | Used | 20 Foot Antenne Cable | DAS | 1
CommScope | L4A-DMDM-6-P |  | Used | 6 Foot Antenne Cable | DAS | 1
Commscope | L4TMB-HMHM-8 |  | Un-Used | 8ft. LDF4-50 Sureflex; 4.3-10 male and 4.3-10 male; HELIAX Sureguard weatherproof | Cell Site | 12
CommScope | L4TNF-PSA |  | Used | N Female Positive Stop Connector | DAS | 246
CommScope | L4TNF-PSA |  | Un-Used | CommScope N Female Positive Stop For HL4RP | DAS | 230
CommScope | L4TNM-PSA |  | Used | TESSCO-L4TNM-PSA 1/2IN N MAL | DAS | 4
CommScope | LHC015A-R2 |  | Used | MultiPower Miniature Media Converter | DAS | 4
CommScope | LHC015A-R2 |  | Un-Used | MultiPower Miniature Media Converter | DAS | 2
CommScope | LHC015A-R3 |  | New | MEDIACONV10/100MBPS | DAS | 5
CommScope | MMW-110-VSD-SYS |  | Used | LGC-CommScope-3.072 GBPS MMW SYS | DAS | 3
CommScope | R142NMNM-T |  | Un-Used | 4' RG-142 N/m Jumper Generic Owned | DAS | 21
CommScope | S-2-CPUSE-H-N |  | Un-Used | Two-way Reactive Power Splitter, 698–2700 MHz | DAS | 2
CommScope | S-2-CPUSE-H-Ni6 |  | Un-Used | 2-Way High Power Splitter,698-2700MHz | DAS | 1
CommScope | S-2-CPUSE-L-N |  | Used | Two-way Low Power Splitter, 555–2700 MHz | DAS | 27
CommScope | S-2-CPUSE-L-N |  | Un-Used | `698-2700 MHz Low Power 2-Way Splitter, N-Female Ports | DAS | 50
CommScope | S-2-CPUSE-L-NI |  | Used | 2-Way Low Power Splitter 698-2700MHz | DAS | 4
CommScope | S-2-CPUSE-L-NI |  | Un-Used | 2-Way Low Power Splitter 698-2700MHz | DAS | 12
CommScope | S-2-TCPUSE-H-N |  | Un-Used | MULTIBAND 2 WAY HIGHPOWER SPLITTER | DAS | 16
CommScope | S-3-CPUSE-H-Ni6 |  | Un-Used | 3-Way High Power Splitter, 698-2700MHz | DAS | 5
CommScope | S-3-CPUSE-L-N |  | Used | 3-Way Low Power Splitter 698-2700Mhz | DAS | 22
CommScope | S-3-CPUSE-L-N |  | Un-Used | 3-Way Low Power Splitter 698-2700Mhz | DAS | 60
CommScope | S-3-CPUSE-L-NU/M |  | Un-Used | CommScope 698-2700 MHz LOW POWER | DAS | 22
CommScope | S-4-CPUSE-L-N |  | Used | CommScope 698-2700 MHz Low Power 4WAY | DAS | 1
CommScope | S-4-CPUSE-L-N |  | Un-Used | CommScope 698-2700 MHz Low Power 4WAY | DAS | 22
Commscope | SBNHH-1D65C |  | Used | 8ft Andrew Tri-band Antenna, 698896 and 2 x 17102360 MHz, 65 hor | Cell Site | 7
CommScope | SPT-0000000FWD-1 |  | Used | Interreach Spectrum FWD Module | DAS | 5
CommScope | SPT-0000000REV-1 |  | Used | Interreach Spectrum REV Module | DAS | 5
CommScope | SPT-000000850IFD |  | Used | FlexWave Spectrum, 850 CELL, IF DART | DAS | 75
CommScope | SPT-000000850IFD |  | Un-Used | FlexWave Spectrum, 850 CELL, IF DART | DAS | 1
CommScope | SPT-000001900IFD |  | Used | FlexWave Spectrum IF DART 1900 MHz Path 1 | DAS | 99
CommScope | SPT-00000IFEU-1 |  | Used | Spectrum Expansion Unit | DAS | 67
CommScope | SPT-00000MICRO-1 |  | Used | Interreach Spectrum Controller Module | DAS | 3
CommScope | SPT-0000DRUII |  | Used | Spectrum Remote DART Unit Chassis, 19", includes : Qty. 1) FWP-0000SERFII Qty. 1) SPT-00DRUSYSII Qty. 1) FWU-0000PWRSUP Qty. 1) FWU-0000000FAN | DAS | 49
CommScope | SPT-0000DRUII-CHASSIS |  | Used | Spectrum Remote DART Unit Chassis, 19" (Empty Chassis) | DAS | 20
CommScope | SPT-0001900P2IFD |  | Used | Spectrum, 1900 PCS, Path-2, IF DART | DAS | 81
CommScope | SPT-000800SMRIFD |  | Used | FlexWave Spectrum IF DART 800 SMR Path 1 | DAS | 4
CommScope | SPT-000900SMRIFD |  | Used | FlexWave Spectrum IF DART 900 SMR Path 1 | DAS | 1
CommScope | SPT-00700UCP1IFD |  | Used | Spectrum, 700 UpperC Path-1, IF DART | DAS | 83
CommScope | SPT-00700UCP1IFD |  | Un-Used | Spectrum, 700 UpperC Path-1, IF DART | DAS | 2
CommScope | SPT-00700UCP2IFD |  | Used | Spectrum, 700 UpperC Path-2, IF DART | DAS | 71
CommScope | SPT-00DRUSYSII |  | Used | Spectrum Remote DART Unit System Module | DAS | 44
CommScope | SPT-0800SMRP2IFD |  | Used | FlexWave Spectrum IF DART 800 MHz Path 2 | DAS | 1
CommScope | SPT-1200PWRMOD-1 |  | Used | Spectrum 1200W Power Supply Module | DAS | 3
CommScope | SPT-2000DCDC-1 |  | Used | FlexWave Spectrum DC DC Power Supply Module | DAS | 2
CommScope | SPT-2100AWSP1IFD |  | Used | FlexWave Spectrum IFDART, AWS, Path 1 | DAS | 83
CommScope | SPT-2100AWSP2IFD |  | Used | SPECTRUM, 2100 AWS Path-2, IF DART, SINGLE SUPERDART | DAS | 79
CommScope | SPT-2400ACDC-1 |  | Used | Spectrum AC Input Power Supply | DAS | 59
CommScope | SPT-2400ACDC-1 |  | Un-Used | Spectrum AC Input Power Supply | DAS | 2
CommScope | SPT-2400-ACDC-1 |  | Used | Sprectrum Power Supply, 1RU, Equipped with 2x1200W Power Modules | DAS | 1
CommScope | SPT-700LABCP1IFD |  | Used | TE Flexwave Spectrum 700 Lower ABC Remote DART Card | DAS | 64
CommScope | SPT-700LABCP1IFD |  | New | TE Flexwave Spectrum 700 Lower ABC Remote DART Card | DAS | 2
CommScope | SPT-700LABCP2IFD |  | Used | IF DART, 700 Lower ABC, Path 2 | DAS | 74
CommScope | SPT-700LABCP2IFD |  | Un-Used | IF DART, 700 Lower ABC, Path 2 | DAS | 1
CommScope | SPT-M1-8519-1 |  | Used | TE Flexwave Spectrum 850/1900 MRAU | DAS | 429
CommScope | SPT-M3-8519-11-HP |  | Used | 850 Path 1-1900 HP Path 1 Main RAU | DAS | 109
CommScope | SPT-S1-2121-1-MIMO |  | Used | AWS MIMO AWS Secondary Remote Antenna Unit OBS-TLA,SPT, 2100AWSP1/ 2100AWSP2, MIMO,SE | DAS | 331
CommScope | SPT-S1-2121-1-MIMO |  | Un-Used | AWS MIMO AWS Secondary Remote Antenna Unit OBS-TLA,SPT, 2100AWSP1/ 2100AWSP2, MIMO,SE | DAS | 8
CommScope | SPT-S1-7070-1-MIMO |  | Used | TE Flexwave Spectrum 700/700 SRAU | DAS | 322
CommScope | SPT-S1-8019-22 |  | Un-Used | TE Spectrum, 800 P2-1900 P2 Secondary RAU | DAS | 1
CommScope | SPT-S1-8519-22 |  | Used | Spectrum, 850 Path2 - 1900 Path2 - Secondary RAU | DAS | 60
CommScope | SPT-S3-70AWS-11-HP |  | Used | 700 Path 1uC/LABC-AWS HP Path 1 Secondary RAU | DAS | 185
CommScope | SPT-S3-70AWS-22-HP |  | Used | 700 Path 2 uC/LABC-AWS HP Path 2 Secondary RAU | DAS | 175
CommScope | SPT-S3-8519-22-HP |  | Used | SPECTRUM, 800 Path 2-1900 Path 2 SECONDARY RAU HP | DAS | 207
CommScope | TBP74 |  | Used | Blank Panel for ION-B Subrack | DAS | 51
CommScope | TBSI |  | Used | Card with two variable attenuator | DAS | 6
CommScope | TDLN |  | Used |  | DAS | 1
CommScope | TDPN19E |  | Used | ION-B PCS 1900 Extended Ceramic Duplexer | DAS | 3
CommScope | TDPN19E |  | Un-Used | EXTENDED PCS Duplexer for ION-B | DAS | 1
CommScope | TDPN85 |  | Un-Used | CommScope 824-849&869-894 MHz Cellular duplex for ION-B | DAS | 1
CommScope | TDPX |  | Used | DUPLEXER | DAS | 3
CommScope | TDTX-300 |  | Used | Transmitter Module for ION-B Series Interconnect Link | DAS | 110
CommScope | TDTX-500 |  | Used | Transmitter Module for ION-B Series Interconnect. 7582501 | DAS | 1
CommScope | TDTX-500-D1 |  | Used | Transmitter Module for ION-B Series Interconnect. 7582501 | DAS | 1
CommScope | TFAH70/80-34 |  | Used | ION-B Series High Power Remote Unit for LMR700 and LMR800, DC Power Supply | DAS | 1
CommScope | TFAH-ES70/80-37 |  | New | ION-B Series High Power Remote Unit for LMR 700 and LMR 800 Band High Power Applications | DAS | 5
CommScope | TFAH-US4B |  | Used | ION-B Series High Power Remote Unit for Cellular 700, Cellular 850, AWS and PCS 1900 Extended. | DAS | 111
CommScope | TFAH-US4B-34 |  | Used | ION-B Series High Power Remote Unit for Cellular 700, Cellular 850, AWS and PCS 1900 Extended. Includes DC Power Supply | DAS | 12
CommScope | TFAH-US5B-14 |  | Used | ION®-B Series High Power Remote Unit for LMR 800, Cellular 850, LMR 900, AWS, and Extended PCS 1900, Includes AC Power Supply | DAS | 1
CommScope | TFAH-US5B-14 |  | Un-Used | ION®-B Series High Power Remote Unit for LMR 800, Cellular 850, LMR 900, AWS, and Extended PCS 1900, Includes AC Power Supply | DAS | 1
CommScope | TFAH-US6B |  | Used | ION-B Series High Power Remote Unit for LMR 700, LMR 800, Cellular 850, LMR 900, AWS, and PCS 1900 | DAS | 40
CommScope | TFAH-US6B |  | Un-Used | ION-B Series High Power Remote Unit for LMR 700, LMR 800, Cellular 850, LMR 900, AWS, and PCS 1900 | DAS | 1
CommScope | TFAH-US6B-34 |  | Used | ION-B Series High Power Remote Unit for LMR 700, LMR 800, Cellular 850, LMR 900, AWS, and PCS 1900. DC Power | DAS | 1
CommScope | TFAH-US7/17 |  | Used | ION-B Series High Power Remote Unit for Cellular 700 and AWS | DAS | 82
CommScope | TFAH-US7/17-34 |  | Used | ION-B Series High Power Remote Unit for Cellular 700 and AWS. Includes DC Power Supply | DAS | 4
CommScope | TFAH-US7B |  | Used | Remote Unit | DAS | 5
CommScope | TFAH-US7B |  | Un-Used | Remote Unit | DAS | 2
CommScope | TFAH-US7B/100-34 |  | Used | ION-B Series High Power Remote Unit for Cellular 700, LMR 800, Cellular 850, LMR 900, AWS and PCS 1900, DC Power | DAS | 2
CommScope | TFAH-US7B-14 |  | Used | ION®-B Series High Power Remote Unit for Cellular 700, LMR 800, Cellular 850, LMR 900, AWS, PCS 1900, and WiMAX. Includes AC Power Supply | DAS | 2
CommScope | TFAH-US7B-14 |  | Un-Used | ION®-B Series High Power Remote Unit for Cellular 700, LMR 800, Cellular 850, LMR 900, AWS, PCS 1900, and WiMAX. Includes AC Power Supply | DAS | 5
CommScope | TFAH-US7B-34 |  | Used | ION®-B Series High Power Remote Unit for Cellular 700, LMR 800, Cellular 850, LMR 900, AWS, PCS 1900, and WiMAX. Includes DC Power Supply | DAS | 8
CommScope | TFAH-US85/19 |  | Used | ION-B RU CELL800+PCS | DAS | 21
Commscope | TFAH-US85/19-14 |  | Used | Cell/Pcs-48Vdcsc/Apcn- |  | 1
CommScope | TFAH-US85/19-34 |  | Used | SPARE-ION-B SERIES HIGH POWER | DAS | 17
CommScope | TFAH-US85/19-34 |  | Un-Used | SPARE-ION-B SERIES HIGH POWER | DAS | 38
CommScope | TFAM17/19-34 |  | Used | ION-B Series Medium Power Remote Unit for AWS and PCS 1900. Includes DC Power Supply | DAS | 3
CommScope | TFAM80/92/19E-34 |  | Used | ION-B Series Medium Power Remote Unit for LMR 800, LMR 900, and Extended PCS 1900. Includes DC Power Supply | DAS | 3
CommScope | TFAM80/92/19EP-34 |  | Un-Used | ION®-B Series Medium Power Remote Unit for LMR 800, LMR 900, and Extended PCS 1900, includes DC power Supply | DAS | 4
CommScope | TFAM85/19 |  | Used | ION-B Series Medium Power Remote Unit for Cellular 850 and PCS 1900. No External Power Supply included | DAS | 5
CommScope | TFAM85/19 |  | Un-Used | ION-B Series Medium Power Remote Unit for Cellular 850 and PCS 1900 No External Power Supply included | DAS | 13
CommScope | TFAM85/19-34 |  | Used | ION-B Series Medium Power Remote Unit for Cellular 850 and PCS 1900. Includes DC Power Supply | DAS | 8
CommScope | TFBM7 |  | Used | ION-B Booster for 700 MHz Commercial Band Medium Power - SISO Applications , Includes AC Power Supply | DAS | 3
CommScope | TFBM7/7 |  | Used | ION-B Series Extension Unit for Cellular 700. No Power Supply Included | DAS | 15
CommScope | TFBM7/7-3 |  | Used | ION-B Series Extension Unit for Cellular 700 MIMO. Includes DC Power Supply | DAS | 1
CommScope | TFBM7/7-BF |  | Used | ION-B Series Extension Unit for Cellular 700. No Power Supply Included | DAS | 1
CommScope | TFBM7-1 |  | Used | ION-B - Booster for 700 MHz Commercial Band Medium Power - SISO Applications - Universal Mains 85-265 Vac, Includes AC Power Supply | DAS | 1
CommScope | TFBM7-1 |  | Un-Used | ION-B - Booster for 700 MHz Commercial Band Medium Power - SISO Applications - Universal Mains 85-265 Vac, Includes AC Power Supply | DAS | 1
CommScope | TFL404H4/4/22 |  | Used | LOCAL INTERFACE MODULES | DAS | 3
CommScope | TFL-BSI |  | Used | MODULE | DAS | 1
CommScope | TFLN2504/4 |  | Used | ION-B Master Optical Base Transceiver 4 / 4, SC/APC 700-2700MHz | DAS | 35
CommScope | TIL-US1-HL |  | Un-Used | ION-B Series Interconnect Link for Cellular 700, LMR 700, LMR 800, Cellular 850, LMR 900, AWS, and PCS 1900 Extended, two fiber version. Includes (1) of each: TSRX-244/8, TMRX-200, and Qty (2) TDTX-300 | DAS | 22
CommScope | TIL-US1-HL/1 |  | Un-Used | ION-B Series Interconnect Link for Cellular 700, LMR 700, LMR 800, Cellular 850, LMR 900, AWS, and PCS 1900 Extended, two fiber version Including the following: Qty (1) TSRX-244/1 Receiver Module, Qty (1) TMRX-200 Receiver Module, Qty (2) TDTX-300 Transmitter Module | DAS | 1
CommScope | TLC2502 |  | Used | RF COMBINER | DAS | 2
CommScope | TLCN2 |  | Used | ION-B Series Two-way Wireless Splitter/Combiner | DAS | 9
CommScope | TLCN2 |  | Un-Used | ION-B Series Two-way Wireless Splitter/Combiner | DAS | 1
CommScope | TLCN2-W |  | Used | ION-B Wideband 2-Way RF Splitter/Combiner - Separate Paths - SMA-Female Connector | DAS | 15
CommScope | TLCN2-W |  | Un-Used | ION-B Wideband 2-Way RF Splitter/Combiner - Separate Paths - SMA-Female Connector | DAS | 1
CommScope | TLCN4 |  | Used | ION-B Series Four-way Splitter/Combiner | DAS | 5
CommScope | TLCN4-W |  | Used | ION-B Series Wideband Four-way Splitter/Combiner | DAS | 48
CommScope | TLCN4-W |  | Un-Used | ION-B Series Wideband Four-way Splitter/Combiner | DAS | 1
CommScope | TLCN8-W |  | Used | ION-B 8-Way Coupler 350-2700 MHz SMA-F 4HEX7TE | DAS | 161
CommScope | TLCN8-W |  | Un-Used | ION-B 8-Way Coupler 350-2700 MHz SMA-F 4HEX7TE | DAS | 4
CommScope | TLDN |  | Used | Two band combiner and divider for dual or triple band applications | DAS | 9
CommScope | TLDN |  | Un-Used | COMBINER | DAS | 1
CommScope | TLDN25 |  | Un-Used | SPARE/ION-B COMBINER.8-1.0/1 | DAS | 6
Commscope | TMAT1921B68-21-43 |  | Un-Used | Tower Mounted Amplifier, Twin Diplexed PCS/AWS 1–4, 555–894 MHz bypass 4.3-10 | Cell Site | 2
CommScope | TMP-10 |  | Used | ION-B RF Power Limiter Card 10db,(900169900) | DAS | 7
CommScope | TMP2-10 2G |  | Used | ION-B 900/1800MHZ POWER LIMITER, 10DB | DAS | 2
CommScope | TMP-53527 |  | Used | TemPager Computer Room Monitor | DAS | 1
CommScope | TMRX-200 |  | Used | Receiver Module for ION-B Series Interconnect Link, 7582499 | DAS | 42
Commscope | TMRX-300 |  | Used | Receivermoduleforion-B |  | 1
CommScope | TMRX-500 |  | Used | Receiver Module for ION-B Series Interconnect Link. 7582501 | DAS | 1
CommScope | TMSMODEM |  | Used |  | DAS | 1
CommScope | TNY-WS3750X-3560X |  | Used | Catalyst 3560X 24 Port Switch (Also includes the following parts: C3CX-FAN-23CFM SN: NID18137C5F NID18137C52 Two C3KX-PWR-44OWDC | DAS | 1
CommScope | TPOI7/17 |  | Used | ION-B SERIES MULTIBAND RF POIN | DAS | 25
Commscope | VHLP2-26-DW1A |  | Un-Used | 2 ft ValuLine® High Performance Low Profile Antenna, single-polarized, 24.250–26.500 GHz, Dragonwvave Interface Clip mount | Microwave | 8
CommScope | WS-C2960-24TT-L |  | Un-Used | CISCO Catalyst 2960 24 10/100 +2 1000bt LAN | DAS | 1
CommScope | WS-C3560G-24TS-SV01 |  | Used | CATALYST 3560G Switch | DAS | 1
CommScope | WS-C3750G-12S-EV14 |  | Used | Catalyst 3750 | DAS | 1
Communication Components, Inc. | DDP-1819-HP-1 |  | Used | Dual Duplexer for UMTS | Cell Site | 9
Computer Products | WR12T05-15/55K |  | Used | 50 to 60 Watt WideInput DC/DC Converters 12VDC | Data | 1
Computer Products | WR24T05-12/55K |  | Used | 50 to 60 Watt WideInput DC/DC Converters 24VDC | Data | 5
Corning | 410 |  | Used | Network Controller, Serial Interface | DAS | 5
Corning | 430 |  | Used | NMS-CONTROLLER UNIT | DAS | 2
Corning | 004301EB4FR010F-P |  | Used | PIGTAIL PATCH CABLE | Cable | 1
Corning | 004301EB4FR010F-P |  | Used | PIGTAIL PATCH CABLE | DAS | 2
Corning | 1000-800-900MHZ-4F |  | New |  | DAS | 16
Corning | 1000-800-900MHZ-G-PCSF |  | New | 1000-800-900MHZ-G-PCSF MA1000 Tri-Service Package supporting iDEN, SMR, PCS, with G-Block and filter for SMR UL, over single-mode fiber | DAS | 2
Corning | 1000-C85P19A17-A |  | New |  | DAS | 60
Corning | 1000-C85P19EA17-A |  | New |  | DAS | 29
Corning | 1000-C85P19L70-A |  | New |  | DAS | 54
Corning | 1000-CELL-DCS4E |  | New |  | DAS | 22
Corning | 1000-CELL-PCS4E |  | Used | 1000 Cell/PCS remote hub unit | DAS | 6
Corning | 1000-CELL-PCS4E-HL |  | Used | Cell/PCS,4 ports,enhanced out power with low and high band | DAS | 1
Corning | 1000-CELL-PCS4E-HL |  | Un-Used | Cell/PCS,4 ports,enhanced out power with low and high band | DAS | 2
Corning | 1000D-800-900MHZ-4 |  | Un-Used | Dual-band 800 MHz/900 MHz, 4 ports, over single-mode fiber | DAS | 3
Corning | 1000D-IDEN-SMR4 |  | Used | Dual band iDEN/SMR 4 port | DAS | 3
Corning | 1000D-IDEN-SMR4 |  | New |  | DAS | 27
Corning | 1000-GSM-DCS4E |  | New |  | DAS | 33
Corning | 1000-GSMO-DCS4E |  | New |  | DAS | 3
Corning | 1000M-800-900MHZ-G-PCS |  | New |  | DAS | 5
Corning | 1000M-800-900MHZ-G-PCSF |  | New |  | DAS | 5
Corning | 1000M-800-900MHZ-G-PCSF |  | Used | Tri-Band 800/900/PCS w/G-block, w/filter, supporting MMF | DAS | 4
Corning | 1000M-C85P19A17-A |  | New |  | DAS | 5
Corning | 1000M-C85P19EA17-A |  | New |  | DAS | 8
Corning | 1000M-C85P19L70-A |  | New |  | DAS | 11
Corning | 1000M-C85P19L70A17-A |  | New |  | DAS | 28
Corning | 1000M-C85P19L70EA17-A |  | New |  | DAS | 20
Corning | 1000M-CELL-PCS4E-HL |  | New |  | DAS | 11
Corning | 1000M-IDEN-SMR |  | New |  | DAS | 3
Corning | 1000M-IDEN-SMR-G-PCS |  | New |  | DAS | 1
Corning | 1000S-IDEN-4 |  | New |  | DAS | 3
Corning | 1000-SMR-FILTER |  | New |  | DAS | 20
Corning | 1200-AWS-AO |  | New | Add-on RHU supporting a AWS service for 1000 | DAS | 32
Corning | 1200-AWS-AO-CB |  | Used | Add-on RHU supporting a AWS service for 2000 cabinet | DAS | 31
Corning | 1200-AWS-AO-CB |  | Un-Used | Add-on RHU supporting a AWS service for 2000 cabinet | DAS | 52
Corning | 1200-EAWS-AO |  | New |  | DAS | 1
Corning | 1200-G-PCS-AO-CB |  | Used | PCS w/G Block Add-On for MA2000 Cabinet | DAS | 2
Corning | 1200-PCS-A0-LT |  | Used | PCS w/G Block Add-On for MA2000 Cabinet | DAS | 1
Corning | 1200-PCS-AO-CB |  | Used | PCS w/G Block Add-On for MA2000 | DAS | 3
Corning | 1200-PCS-AO-LT |  | Used | Add-on RHU supporting a AWS service for MA2000 | DAS | 4
Corning | 1200-UMTS-AO-CB |  | Used | Add-on RHU supporting a UMTS service for MA2000 cabinet | DAS | 1
Corning | 1200-UMTSE-AO |  | New |  | DAS | 170
Corning | 1500-UHF-BU-1 |  | New |  | DAS | 10
Corning | 1500-UHF-BU-2 |  | Used | MobileAccess 1500 UHF Base Unit, 421-512 MHz | DAS | 1
Corning | 1500-UHF-RU |  | Used | MobileAccess 1500 UHF Remote Unit (1500-UHF-RU) performs optical to RF conversion | DAS | 2
Corning | 2000-800-900MHZ |  | New |  | DAS | 6
Corning | 2000-800-900MHZ-G-PCS |  | New | Tri-Band 800/900/PCS w/G Block for cabinet, SMF | DAS | 234
Corning | 2000-A17-B-AM |  | New |  | DAS | 10
Corning | 2000-A17-B-TM |  | New |  | DAS | 71
Corning | 2000-AMU-A |  | New |  | DAS | 4
Corning | 2000-C85P19A17-A-TC |  | Used | MA2000 TSX tri-service CELL/PCS and AWS | DAS | 8
Corning | 2000-C85P19A17-A-TC |  | Un-Used | MA2000 TSX tri-service supporting CELL/PCS and AWS | DAS | 1
Corning | 2000-C85P19A17-A-TC |  | New |  | DAS | 200
Corning | 2000-C85P19-A-TC |  | Used | Module: MA2000 TSX dual-service CELL/PCS. | DAS | 3
Corning | 2000-C85P19-A-TC |  | New |  | DAS | 20
Corning | 2000-C85P19L70A17-A-TC |  | Used | Module: MA2000QSX quad-service CELL/PCS, 700 MHz LTE and AWS in a TC enclosure. | DAS | 32
Corning | 2000-C85P19L70A17-A-TC |  | New |  | DAS | 106
Corning | 2000-C85P19L70-A-TC |  | Used | MA2000 TSX tri-service CELL/PCS and 700 MHz LTE | DAS | 5
Corning | 2000-C85P19L70-A-TC |  | New |  | DAS | 134
Corning | 2000-C85P19L70-A-TC-F |  | New |  | DAS | 22
Corning | 2000-C85P19L70-B-TC |  | New |  | DAS | 2
Corning | 2000-C85P19L70-B-TC-F |  | New |  | DAS | 2
Corning | 2000-CELL-DCSLT |  | New |  | DAS | 12
Corning | 2000-CELL-PCSE |  | Used | 2000 MRC Series Dual Band, Cell/PCS High Power Service Module. +20dBm output power on Downlink. Supports G Block. Remote Cabinet version. For use with single mode fiber cable | DAS | 10
Corning | 2000-CELL-PCSE |  | Un-Used | 2000 MRC Series Dual Band, Cell/PCS High Power Service Module. +20dBm output power on Downlink. Supports G Block. Remote Cabinet version. For use with single mode fiber cable | DAS | 50
Corning | 2000-CELL-PCSE |  | New |  | DAS | 1
Corning | 2000-CELL-PCSEL |  | Used | Dual-band CELL/PCS 1 Port for MA2000-Lite, Enhanced Power | DAS | 15
Corning | 2000-CELL-PCSH |  | Used | Remote Hub Unit, Dual-band Cell/PCS 1 Port for MA2000 MRC, 20 dBm Output Power, Support G-block | DAS | 100
Corning | 2000-CELL-PCSH-L |  | New |  | DAS | 2
Corning | 2000-ENCPS-A-TC |  | New |  | DAS | 36
Corning | 2000-ENCST-A-TC |  | Used | MA2000 TSX Enclosure only with supporting accessories | DAS | 1
Corning | 2000-ENCST-A-TC |  | New |  | DAS | 25
Corning | 2000-GSM-DCSLT |  | New |  | DAS | 12
Corning | 2000-IDEN-SMR |  | Used | Dual band iDEN /SMR-Page 1 for Cabinet | DAS | 8
Corning | 2000-IDEN-SMR |  | New |  | DAS | 54
Corning | 2000-IDEN-SMR-G-PCS |  | Used | MA2000 Tri-Band iDEN/SMR/PCS with G Block | DAS | 6
Corning | 2000M-800-900MHZ |  | New |  | DAS | 15
Corning | 2000M-C85P19-A-TC |  | New |  | DAS | 4
Corning | 2000M-C85P19-B-RHM |  | New |  | DAS | 18
Corning | 2000M-C85P19L70-A-TC |  | Un-Used | MA2000 TSX tri-service CELL/PCS and 700 MHz LTE with filter to support 700/800 MHz Public Safety coexistence with MMF | DAS | 3
Corning | 2000M-C85P19L70-A-TC |  | New |  | DAS | 5
Corning | 2000M-C85P19L70-A-TC-F |  | New |  | DAS | 3
Corning | 2000M-CELL-PCSH |  | New |  | DAS | 12
Corning | 2000M-IDEN-SMR-G-PCS |  | New |  | DAS | 3
Corning | 2000-MINI-ENC |  | Used | MA2000-Lite Enclosure Supporting (2) RHUs | DAS | 8
Corning | 2000-MINI-ENC |  | New |  | DAS | 6
Corning | 2000M-S80S90P19-A-TC |  | New |  | DAS | 17
Corning | 2000-P71S80A17-A-TC |  | New |  | DAS | 3
Corning | 2000-P71S80-A-TC |  | Used | MA2000 TSX Dual-Service 700/800 MHz Public Safety | DAS | 4
Corning | 2000-P71S80-A-TC |  | New |  | DAS | 76
Corning | 2000-PS-700-800-CB |  | Used | Public Safety 700/800 Remote Unit | DAS | 6
Corning | 2000-PS-700-800-LT |  | New |  | DAS | 46
Corning | 2000-PS-700-800-N |  | New |  | DAS | 90
Corning | 2000-QX-B-QC-BC |  | Used | QX Chassis without Public Safety coexistence compatibility. | DAS | 1
Corning | 2000-QX-B-QCF |  | New |  | DAS | 70
Corning | 2000-RC-LP |  | Used | MA2000 AC Powered Remote Cabinet (MRC) | DAS | 28
Corning | 2000-RC-LP |  | New |  | DAS | 17
Corning | 2000-RC-RP |  | Un-Used | SPARE/CABINET-REMOTE DC POWER | DAS | 1
Corning | 2000-S80S90A17-A-TC |  | New |  | DAS | 3
Corning | 2000-S80S90P19-A-TC |  | Used | MA2000 TSX tri-service 800/900 MHz SMR and PCS. Supports 700 MHz LTE and 700/800 MHz Public Safety coexistence. | DAS | 3
Corning | 2000-S80S90P19-A-TC |  | Un-Used | MA2000 TSX tri-service 800/900 MHz SMR and PCS | DAS | 1
Corning | 2000-SCU-8-4-F |  | New |  | DAS | 9
Corning | 2000-TC-ENC |  | Used | MA2000 TC Enclosure, Empty | DAS | 7
Corning | 330E-MB-1 |  | New |  | DAS | 9
Corning | 330-EXP-BOX |  | New |  | DAS | 47
Corning | 330-MB-1 |  | Used | Main building unit supporting 1 link | DAS | 10
Corning | 330-MB-1 |  | New |  | DAS | 2
Corning | 330-MB-2 |  | Used | Main building unit supporting 2 links | DAS | 8
Corning | 330-RB-1 |  | Used | Remote building unit 1 Link supporting two Base units | DAS | 24
Corning | 434301EB4FR010F-P |  | Un-Used | FIBER OPTIC CABLE | DAS | 25
Corning | 434401EB1H2075F-P |  | Un-Used | 75' Opti Tap Single-Fiber SST-Drop | DAS | 20
Corning | 434401EB4R2005M-P |  | Un-Used | Corning 1F,OptiTap to SC APC connector | DAS | 34
Corning | 666602G51200012F |  | New | 2-fiber, SC/APC riser rated 2f zipcord, 12 ft, clearcurve XB SMF | DAS | 108
Corning | 666602G5120006F |  | New | 2-fiber, SC/APC riser rated 2f zipcord, 6 ft, clearcurve XB SMF | DAS | 108
Corning | 700LTE-AO-A-CB |  | Used | Add-On for LTE 700MHz single band service for the MA2000 MRC | DAS | 1
Corning | 700LTE-AO-A-CB |  | Un-Used | Add-On for LTE 700MHz single band service for the MA2000 MRC | DAS | 2
Corning | 700LTE-AO-A-CB |  | New |  | DAS | 15
Corning | 700LTE-AO-A-LT |  | New |  | DAS | 3
Corning | 700LTE-AO-A-SCU |  | New |  | DAS | 20
Corning | 700LTE-AO-B-CB-PSF-D1 |  | Used | Add-On for LTE 700 MHz service for the MA2000 MRC with Public Safety (700/800) coexistence. • Can only be combined with 2000(M)-CELL-PCSH. • Additional filter (IDEN-UL-FILTER) required if iDEN/SMR service is in same MA2000 MRC. | DAS | 1
Corning | 700LTE-AO-B-LT-PSF |  | New |  | DAS | 3
Corning | 700LTE-PS-FILTER |  | Used | Cavity Filter for the 700 LTE add-on when 700 LTE service coexists with 700/800 Public Safety service. | DAS | 6
Corning | 700LTE-PS-FILTER |  | New | Filter for 700LTE-AO when upgrading 2000 with 700 MHz Public Safety Service. | DAS | 13
Corning | 7034019812 |  | Used | HX QUAD BAND CONTROLLER | DAS | 1
Corning | 7034019812 |  | Un-Used | HX QUAD BAND CONTROLLER | DAS | 1
Corning | 703A013701 |  | Used | Add-on Remote Unit supporting AWS service for 1000 | DAS | 60
Corning | 703C000101 |  | Used | MA 1000 Corning MOBILEACCESS Corning REMOTE HUB UNIT 700 LTE | DAS | 7
Corning | 705004801 |  | Used | Management Controller Alarm Output Cable | DAS | 2
Corning | 705007801 |  | Used | 18.5" Jumper Cables Jumpers Pigtails | DAS | 12
Corning | 705012101 |  | Used | Cable Kit | DAS | 29
Corning | 705012101-01 |  | New | D type 9 pin DB9 RS232 FEMALE TO FEMALE shielded cables 110mm Straight through pinout | Cable | 63
Corning | 705A001301 |  | New | 84cm SMA Right Angle to SMA Right Angle Coax RG23 shielded cables | Cable | 5
Corning | 706A000503 |  | Used | Power Supply for RIU-4 | DAS | 19
Corning | 708A005301-REV.A03 |  | Used | C ABLE KIT | DAS | 60
Corning | 708A005301-REV.A03 |  | Un-Used | C ABLE KIT | DAS | 2
Corning | 708A023901-REV.A00 |  | Used | Cable Kit | DAS | 6
Corning | 708A024241-REV.A00 |  | Used | Cable Kit | DAS | 1
Corning | 708A025521-REV.A00 |  | Used | Corning HX INSTALLATION KIT | DAS | 1
Corning | 708A038102-REV.A00 |  | Used | Rackmount and Cable | DAS | 9
Corning | 800MHZ-UL-FILTER |  | New |  | DAS | 19
Corning | 850-U |  | New |  | DAS | 5
Corning | 860M |  | New |  | DAS | 5
Corning | ACM |  | Used | Corning ONE Auxiliary Controller Module | DAS | 1
Corning | AK-1COUPLER-NM-NF |  | New |  | DAS | 31
Corning | AK-2000-900MHZ |  | New |  | DAS | 10
Corning | AK-2000-AMU-CBL |  | New |  | DAS | 50
Corning | AK-2000-AMU-QSXBRKT-A |  | New |  | DAS | 49
Corning | AK-2000-AMU-TSXBRKT-A |  | New |  | DAS | 4
Corning | AK-2K-SW-UPG-CABLE |  | New |  | DAS | 61
Corning | AK-CVT700 |  | New |  | DAS | 556
Corning | AK-CVT800 |  | New |  | DAS | 564
Corning | AK-GX-2X2-HYBR-COMB |  | New |  | DAS | 70
Corning | AK-GX-FAN-INTL-TRI |  | New |  | DAS | 30
Corning | AK-GX-FAN-US-QUAD |  | New |  | DAS | 18
Corning | AK-GX-FAN-US-TRI |  | New |  | DAS | 49
Corning | AK-GX-FILT-850 |  | Un-Used | Corning GX accessory Extrnl 850 MHz | DAS | 2
Corning | AK-GX-FILT-850 |  | New |  | DAS | 17
Corning | AK-GX-FILT-COMB |  | New |  | DAS | 57
Corning | AK-GX-FILT-COMB/5183 |  | Un-Used | SPARE/Corning-GX ACCESSORY | DAS | 3
Corning | AK-GX-QUAD-BRKT-WDPOLE |  | New |  | DAS | 8
Corning | AK-GX-QUAD-ELEC-ADP-AC |  | New |  | DAS | 70
Corning | AK-GX-QUAD-PWR-CABLE |  | New |  | DAS | 1
Corning | AK-GX-TRI-PWR-CABLE |  | New |  | DAS | 9
Corning | AK-HX-1K2K-HXN-COMB |  | New |  | DAS | 77
Corning | AK-HX-IDEN-NTRL-HOST |  | New |  | DAS | 45
Corning | AK-HX-NTRL-HOST |  | Un-Used | Corning HX Neutral Host Kit | DAS | 42
Corning | AK-HX-NTRL-HOST |  | New |  | DAS | 282
Corning | AK-HXOD-RS-COMM-DB9 |  | New |  | DAS | 91
Corning | AK-MA2000-WL-BRKT |  | New |  | DAS | 0
Corning | AK-ORU-CBL |  | New |  | DAS | 50
Corning | AK-PAU-6-RIU-CABLES |  | Un-Used | SIX QMA TO QMA RF CABLES TO INTERFACE BETWEEN PAU-6 AND RIU | DAS | 1
Corning | AK-PAU-6-WM |  | Used | Rackmount | DAS | 6
Corning | AK-PAU-6-WM |  | Un-Used | PAU-6 Wall Mount Kit | DAS | 14
Corning | AK-PAU-6-WM |  | New |  | DAS | 49
Corning | AK-PWR-CORD-AUS |  | New |  | DAS | 53
Corning | AK-PWR-CORD-BRZ |  | New |  | DAS | 88
Corning | AK-PWR-CORD-EU |  | New |  | DAS | 6
Corning | AK-PWR-CORD-ITL |  | New |  | DAS | 36
Corning | AK-PWR-CORD-UK |  | New |  | DAS | 50
Corning | AK-PWR-CORD-USA |  | New |  | DAS | 232
Corning | AK-QSX-UPG-CBL |  | New | Quad service package QSX, QUAD BAND UPGRADE CABLE KIT, | DAS | 3
Corning | AK-RIU12-BU-CABLES |  | Used | 4 QMA/N-Type RIU-12 to BU RF cables 1800mm | DAS | 5
Corning | AK-RIU12-BU-CABLES |  | Un-Used | 4 QMA/N-Type RIU-12 to BU RF cables 1800mm | DAS | 1
Corning | AK-RIU12-BU-CABLES-FB |  | Used | 4 QMA/N-Type RIU-12 to BU RF cables 1800mm | DAS | 5
Corning | AK-RIU12-BU-CABLES-FB |  | Un-Used | 4 QMA/N-Type RIU-12 to BU RF cables 1800mm | DAS | 9
Corning | AK-RIU12-BU-CABLES-FB |  | New |  | DAS | 1
Corning | AK-RIU12-EXP-BU |  | New |  | DAS | 128
Corning | AK-RIU12-EXP-OCH |  | New |  | DAS | 94
Corning | AK-RIU12-OCH-CABLES-FB |  | Un-Used | 4 QMA/N-Type RIU-12 to BU RF cables 1800mm | DAS | 1
Corning | AK-RIU4-BU-CABLES |  | Un-Used | QMA N Type Cable Kit | DAS | 2
Corning | AK-RIU-4-CNDTR-CABLES |  | Un-Used | CABLE: FOR RIU-4 combiner section TO BTSC/BDAC | DAS | 9
Corning | AK-RIU4-COMBINE |  | Used |  | DAS | 3
Corning | AK-RIU4-EXP-BU |  | Un-Used |  | DAS | 1
Corning | AK-RIU4-EXP-BU |  | New |  | DAS | 66
Corning | AK-RIU4-EXP-OCH |  | New |  | DAS | 146
Corning | AK-RIU4-OCH-CABLES |  | New |  | DAS | 166
Corning | AK-RMT-CABLES |  | New |  | DAS | 79
Corning | AK-SW-PROG-HE-RU |  | New |  | DAS | 159
Corning | AK-SW-PROG-HX-OTDR |  | New |  | DAS | 36
Corning | AK-SW-PROG-RIU12 |  | New | SW Programming kit for RIU12 | DAS | 103
Corning | AK-TC-ENC-WMT |  | New |  | DAS | 73
Corning | AK-TC-ENC-WMT-V |  | New |  | DAS | 392
Corning | AK-VAP-CEILING-MT-H |  | New |  | DAS | 220
Corning | AK-VAP-CEILING-MT-V |  | Un-Used | Vertical VAP Ceiling Mount | DAS | 28
Corning | AK-VAP-CEILING-MT-V |  | New |  | DAS | 278
Corning | AK-VE-ANT-CELL-PCS |  | New |  | DAS | 50
Corning | AK-VE-ANT-LTE700 |  | New |  | DAS | 17
Corning | AM24-69D8M01 |  | Used | FILTER LFMBL617C0000401 | DAS | 3
Corning | BRKT-1RU-SHELF-2K |  | Used | Shelf for RHU/Add-on/860 or bracket for stacking on MA2000 MRC | DAS | 1
Corning | C85P19L70A17-A-TC |  | Used | Module: MA2000QSX quad-service CELL/PCS, 700 MHz LTE and AWS in a TC enclosure. |  | 2
Corning | CCSU |  | Un-Used | Connector Shelf w/Blank CCH Panels | DAS | 32
Corning | CSH-03U |  | Used | Closet SPLC HSG, 3U 2 Trays | DAS | 4
Corning | CSH-03U |  | Un-Used | Splice Tray 3U Up to Seven 0.04 inch splice trays | DAS | 6
Corning | CSH-03UF |  | Used | Closet SPLC HSG, 3U 4 Trays | DAS | 2
Corning | CSH-03U-F |  | Used | LANscape | DAS | 2
Corning | CXTA42B-3 |  | Used | RG142 Cable Assembly | DAS | 5
Corning | CXTA42B-4 |  | Used | RG142 Cable Assembly | DAS | 2
Corning | EA-410 |  | New |  | DAS | 6
Corning | EA-430 |  | New |  | DAS | 14
Corning | ERFC40 |  | Used | Extender RF Cable, 40 in | DAS | 6
Corning | ERFC40 |  | New |  | DAS | 157
Corning | GEM |  | New |  | DAS | 962
Corning | GEU-S |  | New |  | DAS | 890
Corning | GX-C85L70A17-40 |  | Un-Used | GX 40W REMOTE FOR CELL 700LTE AWS | DAS | 3
Corning | GX-C85L70A17-40 |  | New |  | DAS | 9
Corning | GX-C85P19L70A17-40 |  | Un-Used | Quad Band Cell/PCS/700L/AWS, REMOTE UNIT | DAS | 1
Corning | GX-C85P19L70A17-40-DC |  | New |  | DAS | 44
Corning | GX-D18U21L26M-20-EE |  | New |  | DAS | 47
Corning | GX-G90D18U21-20-EE |  | New |  | DAS | 44
Corning | GX-LIC-C85P19L70-40 |  | New |  | DAS | 9
Corning | GX-LIC-C85P19L70-40-DC |  | New |  | DAS | 5
Corning | GX-P19L70A17-40 |  | Un-Used | GX 40W REMOTE FOR CELL 700LTE AWS | DAS | 3
Corning | GX-P19S80A17-40 |  | New |  | DAS | 2
Corning | HCM |  | Used | Corning ONE Headend Controller Module | DAS | 3
Corning | HR131300N24G820010F-PK |  | Used | ONE, PNP Trunk , MTP-MTP, 24F Plenum, Non-Armored 10F | DAS | 3
Corning | HT-D894-3.5/4M |  | Used | Duplexer | DAS | 23
Corning | HT-D898.5-18/5M |  | Used | LO/HI Diplexer Module | DAS | 8
Corning | HT-DP1882.5-2.5M |  | Used | LO/HI Diplexer Module | DAS | 8
Corning | HX-2500-MIMO |  | Used | HX 2.5 GHz TDD Remote Unit, MIMO | DAS | 1
Corning | HX-2500-MIMO |  | New |  | DAS | 68
Corning | HX-2500-SIMO |  | Used | HX 2.5 GHz TDD Remote Unit, SIMO | DAS | 1
Corning | HX8085197017-AC-B |  | New |  | DAS | 36
Corning | HX8085197017-DC-AT |  | New |  | DAS | 5
Corning | HX8085197017-DC-B |  | New |  | DAS | 15
Corning | HX85197017-AC-AT |  | New |  | DAS | 19
Corning | HX85197017EU80-DCAT |  | New |  | DAS | 3
Corning | HX85197017U80-DCAT |  | New |  | DAS | 18
Corning | HX85197017U80-DC-B |  | New |  | DAS | 71
Corning | HX851970M17M-AC-AT |  | New |  | DAS | 1
Corning | HX-C85G91D18U21-AC-A |  | New |  | DAS | 16
Corning | HX-C85G91D18U21-DC-A |  | New |  | DAS | 4
Corning | HX-C85P19L70A17-AC-A |  | Used | MobileAccessHX Quad-service indoor Cell, PCS, AWS, and 700 MHz LTE solution supporting local AC power, SMF and MMF | DAS | 1
Corning | HX-C85P19L70A17-AC-A |  | Un-Used | MobileAccessHX Quad-service indoor Cell, PCS, AWS, and 700 MHz LTE solution supporting local AC power, SMF and MMF | DAS | 4
Corning | HX-C85P19L70A17-AC-B |  | Used | MobileAccessHX quad-service Outdoor CELL, PCS, LTE, and AWS solution supporting local AC power, SMF and MMF. | DAS | 1
Corning | HX-C85P19L70A17-AC-B |  | New |  | DAS | 90
Corning | HX-C85P19L70A17-DC-A |  | Used | MobileAccessHX Quad-service indoor Cell | DAS | 2
Corning | HX-C85P19L70A17-DC-B |  | Used | Outdoor HX Quad Service, Remote End Indoor Unit, CELL, PCS, LTE, and AWS solution supporting remote DC power, SMF and MMF. | DAS | 1
Corning | HX-C85P19L70A17-DC-B |  | New |  | DAS | 47
Corning | HX-C85P19L70EA17-AC-B |  | New |  | DAS | 19
Corning | HX-C85P19L70EA17-DC-A |  | New |  | DAS | 7
Corning | HX-C85P19L70MA17M-AC-A |  | Used | Remote: HX quad service,CELL,PCS,AWS&LTE MIMO,AC,Indoor,SMF&MMF | DAS | 4
Corning | HX-C85P19L70MA17M-AC-A |  | New |  | DAS | 4
Corning | HX-D18U21-AC-A |  | New |  | DAS | 20
Corning | HX-G90D18MU21M-AC-A |  | New |  | DAS | 98
Corning | HX-G90D18U21-AC-A |  | New |  | DAS | 83
Corning | HX-G90D18U21-AC-B |  | New |  | DAS | 16
Corning | HX-G90D18U21-DC-A |  | New |  | DAS | 21
Corning | HX-G90D18U21-DC-B |  | New |  | DAS | 1
Corning | HX-G90U21-AC-A |  | New |  | DAS | 4
Corning | HX-L2600-MIMO-AC |  | New |  | DAS | 86
Corning | HX-L2600-SISO-AC |  | New |  | DAS | 29
Corning | HX-SCU-2X2 |  | New |  | DAS | 190
Corning | HX-WCS-MODULE |  | New |  | DAS | 42
Corning | HX-WCS-SISO-NU |  | New |  | DAS | 24
Corning | IADP-ICU |  | New |  | DAS | 6973
Corning | ICH-02P |  | Un-Used | Industrial Connector Housing | DAS | 28
Corning | ICU-1U |  | New |  | DAS | 1805
Corning | LDIE4P06-A9-3RH6Z0 |  | Used | LDC pigtailed housing LDC-001 | Ancillary | 1
Corning | LDIE4POJ-A9-3RH6ZO |  | Un-Used | LDC PIGTAILED HOUSING LDC-001 | DAS | 2
Corning | LFMBL617C000401 |  | Used | Duplexer Module | DAS | 1
Corning | LFMBL617G000801 |  | Used | Duplexer Module | DAS | 1
Corning | LPS-48V-100W |  | Used | AC/DC Converter 48 =VDC 100Watt | DAS | 1
Corning | LPS-48V-100W |  | Un-Used | AC/DC Converter 48 =VDC 100Watt | DAS | 7
Corning | LPS-48V-100W |  | New | AC/DC Converter 48 =VDC 100Watt | DAS | 22
Corning | LPS-48V-66W |  | Used | MobileAccess LPS-48V, 66Watt, AC/DC power converter | DAS | 1
Corning | LPS-48V-66W |  | Un-Used | MobileAccess LPS-48V, 66Watt, AC/DC power converter | DAS | 3
Corning | LPS-48V-66W |  | New | MobileAccess LPS-48V, 66Watt, AC/DC power converter | DAS | 6
Corning | M67-048 |  | Un-Used | Splice Tray for 12 single bar fusion splices | DAS | 26
Corning | M67-078 |  | Used | Single-Mode/Multimode Splicetray | DAS | 18
Corning | MRU-2500-ENC |  | Used | ONE Mid Power Remote Unit, Enclosure, 2.5GHz | DAS | 19
Corning | MRU-2500-PSM-AC |  | Used | Corning ONE Mid Power Remote Unit AC Power Supply | DAS | 40
Corning | MRU-2500-PSM-DC |  | Used | ONE Mid Power Remote Unit DC Power Supply | DAS | 19
Corning | MRU-FAM |  | Used | Mid-Power Remote Unit Modular Fan Module | DAS | 6
Corning | MRU-PAM-17E |  | Used | Mid-Power Remote Unit Amplifier Module supporting Extended AWS | DAS | 1
Corning | MRU-PAM-23 |  | Used | Mid-Power Remote Unit Power Amplifier Module supporting PCS 2300 MHz | DAS | 3
Corning | MRU-PAM-8 |  | Used | Corning ONE Mid-Power Remote Unit Amplifier Module supporting ESMR800 and CELL 850 | DAS | 5
Corning | MRU-PSM-DC |  | Used | Corning ONE Mid-Power Remote Unit DC Power Supply Module | DAS | 6
Corning | OCH-4-XR |  | New |  | DAS | 14
Corning | OCH-GX-4-XR |  | Used | Opticalcentralhubforsisos |  | 2
Corning | OIM |  | Used | Corning ONE Optical Interface Module, Single MTP Fiber Interface, black | DAS | 14
Corning | OIX |  | Used | Corning ONE™ Optical Interface Extender Module | DAS | 3
Corning | OPT12-UMTSE-AO-L |  | New |  | DAS | 2
Corning | OPT2-E-GSM-DCSL |  | New |  | DAS | 7
Corning | OPT2-IDEN-L |  | New |  | DAS | 4
Corning | OPT2-MINI-ENC |  | New |  | DAS | 16
Corning | OPTITAPDR |  | Un-Used | OPTITAP DROPS Generic OWNED | DAS | 20
Corning | ORU-MIMO-MMF |  | New |  | DAS | 6
Corning | ORU-MIMO-SMF |  | New |  | DAS | 51
Corning | ORU-MIMO-XR |  | New |  | DAS | 89
Corning | ORU-SISO-MMF |  | New |  | DAS | 3
Corning | ORU-SISO-SMF |  | New |  | DAS | 20
Corning | ORU-SISO-XR |  | New |  | DAS | 4
Corning | PSM-AC |  | Used | Corning ONE Power Supply Module. HEU/ OIU | DAS | 2
Corning | PSM-I |  | Used | Corning ONE ICU Power Supply Module | DAS | 9
Corning | PSU6-1U |  | Used | Corning ONE IHU Power supply unit with no PSM-I | DAS | 3
Corning | PWH-02P |  | Un-Used | Fiber Wall Housing | DAS | 1
Corning | RAU5US-M |  | New |  | DAS | 96
Corning | RAU5xUS |  | Used | Remote Access Unit, supporting Five bands: LTE 700, ESMR 800/CELL 850, PCS 1900, & AWS+AWS3 1700 | DAS | 57
Corning | RAU-C85P19L70A17 |  | New |  | DAS | 303
Corning | RAU-R-C85P19L70A17-M |  | New |  | DAS | 39
Corning | RIM-A17 |  | Used | Corning ONE Radio Interface Module, AWS | DAS | 1
Corning | RIM-A17-M |  | New |  | DAS | 181
Corning | RIMe-25T |  | Used | Corning ONE Extended Radio Interface Module supporting the 2.5 GHz (TDD) band; RF input — -11 to 37 dBm | DAS | 3
Corning | RIMe7 |  | Used | Corning ONE Extended Radio Interface Module supporting the AWS 1700 MHz band, upporting -11 to 37 dBm input power | DAS | 3
Corning | RIMe-E80 |  | Used | Extended Radio Interface Module with support for the CELL/ESMR 800 MHz bands; RF Input -11 to 37 dBm | DAS | 3
Corning | RIME-L70 |  | Used | RIMe - Radio Interface Module Extended - LTE 700MHz Supporting -11 to 37dBm Input Power. | DAS | 2
Corning | RIM-L70 |  | Used | Corning ONE Radio Interface Module, LTE 700 | DAS | 14
Corning | RIU-12 |  | Used | RIU-12 Chassis, Includes Qty (1) RIU-12-CMU and Qty (4) RIU-12-FAM Fans. Does not include cables or installation materials | DAS | 1
Corning | RIU-12-CMU |  | Used | RIU-12 Control and Management Unit | DAS | 3
Corning | RIU-12-CNDTR-AWS |  | Used | RIU-12 Chassis Conditioner AWS | DAS | 3
Corning | RIU-12-CNDTR-G-PCS |  | Un-Used | RIU-12 Chassis Conditioner PCS | DAS | 2
Corning | RIU-12-FAM |  | Used | RIU-12 Fan Module | DAS | 16
Corning | RIU-12-LIL-CNDTR-AWS |  | New |  | DAS | 0
Corning | RIU-12-TM |  | Used | Termination modules to terminate open ports (slots) of the RIU-12. | DAS | 1
Corning | RIU-4 |  | New |  | DAS | 39
Corning | RIU-4-PSU |  | Used | RIU-4 Power Supply Unit | DAS | 1
Corning | RIU-4-PSU |  | New |  | DAS | 6
Corning | RIU-BDAC-800MHZ |  | New |  | DAS | 17
Corning | RIU-BDAC-900MHZ |  | New |  | DAS | 29
Corning | RIU-BDAC-CELL |  | Used | BTS Conditioner: BDA Conditioner for Cellular | DAS | 8
Corning | RIU-BDAC-CELL |  | New |  | DAS | 35
Corning | RIU-BDAC-E-GSM |  | New |  | DAS | 16
Corning | RIU-BDAC-G-PCS |  | Used | 1900 MHz PCS conditioner supporting input signals from -16dBm to +10dBm. For use with RIU-IM or RIU-4. | DAS | 5
Corning | RIU-BDAC-G-PCS |  | New |  | DAS | 35
Corning | RIU-BDAC-IDEN |  | New |  | DAS | 27
Corning | RIU-BDAC-PCS |  | Used | BTS Conditioner: BDA Conditioner for PCS | DAS | 1
Corning | RIU-BDAC-PCS |  | New |  | DAS | 13
Corning | RIU-BDAC-PS700 |  | New |  | DAS | 13
Corning | RIU-BDAC-SMR |  | Used | 900MHz SMR/Paging Conditioner for RIU Chassis, -16 to +10dBm input range | DAS | 1
Corning | RIU-BDAC-SMR |  | New |  | DAS | 3
Corning | RIU-BTSC-700LTE |  | Used | BTS Conditioner for 700 LTE | DAS | 13
Corning | RIU-BTSC-700LTE |  | Un-Used | BTS Conditioner for 700 LTE | DAS | 2
Corning | RIU-BTSC-800MHz |  | Used | IDEN/800MHz Public Safety/800MHz SMR Conditioner for RIU Chassis, +10 to +36dBm input range | DAS | 1
Corning | RIU-BTSC-800MHZ |  | New |  | DAS | 43
Corning | RIU-BTSC-900MHZ |  | New |  | DAS | 83
Corning | RIU-BTSC-AWS |  | Used | AWS Conditioner for RIU Chassis, +10 to +36dBm Input Range | DAS | 34
Corning | RIU-BTSC-AWS |  | Un-Used | AWS Conditioner for RIU Chassis, +10 to +36dBm Input Range | DAS | 54
Corning | RIU-BTSC-AWS |  | New |  | DAS | 21
Corning | RIU-BTSC-CELL |  | Used | Conditioner Supporting Input Signals | DAS | 4
Corning | RIU-BTSC-CELL |  | Un-Used | BTS Conditioner for Cellular Service | DAS | 2
Corning | RIU-BTSC-DCS |  | New |  | DAS | 102
Corning | RIU-BTSC-E-GSM |  | New |  | DAS | 13
Corning | RIU-BTSC-G-PCS |  | Used | BTS Conditioner for PCS Service w/G Block Support | DAS | 23
Corning | RIU-BTSC-IDEN |  | Used | BTS Conditioner for iDEN Service | DAS | 2
Corning | RIU-BTSC-IDEN |  | Un-Used | BTS Conditioner for iDEN Service | DAS | 1
Corning | RIU-BTSC-IDEN |  | New |  | DAS | 6
Corning | RIU-BTSC-LTE2600 |  | New |  | DAS | 2
Corning | RIU-BTSC-PCS |  | New |  | DAS | 0
Corning | RIU-BTSC-PS700 |  | New |  | DAS | 42
Corning | RIU-BTSC-SMR |  | Used | BTS/BDA Conditioner for 800SMR | DAS | 1
Corning | RIU-BTSC-SMR |  | New |  | DAS | 30
Corning | RIU-BTSC-UMTS |  | New |  | DAS | 83
Corning | RIU-IM |  | Used | Radio Interface Unit | DAS | 42
Corning | RIU-IM |  | Un-Used | SPARE/RADIO INTERFACE UNIT | DAS | 2
Corning | RIU-IM |  | New |  | DAS | 39
Corning | RIU-L-CELL-G-PCS1 |  | New |  | DAS | 5
Corning | TPOI80/92/19E |  | Used | ION-B - Multiband RF Points of interface for LMR 800, LMR 900, and PCS 1900 | DAS | 6
Corning | TPOI80/92/19E |  | Un-Used | Ion-B - Multiband RF Points of interface for LMR 800, LMR 900, and PCS 1900 | DAS | 1
Corning | TPOI-80/92/19E |  | Used | ION-B Series Active Multiband RF Point of Interface for LMR 700, LMR 800, and LMR 900 | DAS | 3
Corning | TPOI-80/92/19E |  | Un-Used | ION-B Series Active Multiband RF Point of Interface for LMR 700, LMR 800, and LMR 900 | DAS | 9
Corning | TPOI85/17/19E |  | Used | SPR-TPOI-85/17/19E | DAS | 33
Corning | TPOI85/17/19E |  | Un-Used | ION-B Series Multiband RF Point of Interface for Cell 850, AWS, and PCS 1900 Extended | DAS | 5
Corning | TPOI-85/17/19E |  | Used | Active TPOI Module, 850/1700/1900 MHz | DAS | 1
Corning | TPOI-P7/85/19E |  | Used | ION-B Series Passive Multiband RF Point of Interface for Cellular 700, Cellular 850, and PCS 1900 Extended | DAS | 1
Corning | TPRN14 |  | Used | ION-B Series Subrack, ac | DAS | 27
Corning | TPRN64 |  | New | ION-B Series Subrack, dc | DAS | 3
Corning | TPSN1/28-120 |  | Un-Used | Power Supply Adapter ION®-B Series Remote Units, 120 W | DAS | 1
Corning | TPSN1/28-150 |  | New | AC Power Supply Adapter ION-B Series Remote Units, 150 W | DAS | 23
Corning | TPSN1/28-80 |  | Used | AC Power Supply Adapter ION-B Series Remote Units, 80 W | DAS | 18
Corning | TPSN3/05-30 |  | Used | Power Supply Unit DC In | DAS | 8
Corning | TPSN3/05-30 |  | Un-Used | Power Supply Unit DC In | DAS | 10
Corning | TPSN3/28-100 |  | Used | ION-B Power Supply DC | DAS | 1
Corning | TPSN3/28-130 |  | Used | DC Power Supply Adapter ION-B Series Remote Units, 130 W | DAS | 22
Corning | TPSN3/28-80 |  | Used | ION-B Series Remote Units, 80W DC Power Supply | DAS | 47
Corning | TPSN3/28-80 |  | Un-Used | ION-B Series Remote Units, 80 W DC Power Supply | DAS | 33
Corning | TRPSM-1 |  | Used | Power Supply. Component of TRSN13-1 | DAS | 3
Corning | TRSN13-1 |  | Used | Centralized DC Power Supply -48VDC to -57 VDC. Feeds up to 12 DC Remote Units. 1.75" H x 19" W | DAS | 13
Corning | TRSN13-1 |  | Un-Used | Centralized DC Power Supply -48VDC to -57 VDC. Feeds up to 12 DC Remote Units. 1.75" H x 19" W | DAS | 2
Corning | TRSPM-1 |  | Used | ION-B Series Remote TRSPM-1 / 65901201 Power Supply Module, AC to DC | DAS | 12
Corning | TRSPM-1 |  | New | ION-B Series Remote TRSPM-1 / 65901201 Power Supply Module, AC to DC | DAS | 66
Corning | TSRX-225/8 |  | Used | TSRX IL SLAVE PROC/RX 1:8 | DAS | 1
Corning | TSRX-244/1 |  | Used | Receiver Module for ION-B Series Interconnect Link | DAS | 35
Corning | TSRX-244/1 |  | Un-Used | Receiver Module for ION-B Series Interconnect Link | DAS | 1
Corning | TSRX244/8 |  | Used | Receiver Module for ION-B Series Interconnect Link | DAS | 2
Corning | TSRX-244/8 |  | Used | Receiver Module for ION®-B Series Interconnect Link | DAS | 28
Corning | TSUN |  | Used | ION-B SUPERVISION,AC,19" X1HE X 300M | DAS | 1
Corning | TSUN1 |  | Un-Used | Remote supervision unit for the ION-B Britecell distribution system. Provides alarm and control platform for 14 sub-racks. 19" rack mount. 85-264VAC | DAS | 1
Corning | TSUN4 |  | Used | Windows Version Remote Supervision Unit, +10 to +14 Vdc | DAS | 2
Corning | TSUN4/LNX |  | Used | Remote Supervision Unit, +10 to +14 Vdc | DAS | 8
Corning | TSUN6 |  | Used | Remote supervision unit standalone, 19 | DAS | 2
Corning | UNS-1-MH-1 |  | Used | InterReach Unison Main Hub | DAS | 1
Corning | UNS-1-MH-2 |  | Used | INTERREACH UNISON MAIN HUB | DAS | 84
Corning | UNS-ACCEL-1 |  | New | InterReach Unison Accel Hub, 115/230VAC | DAS | 1
Corning | UNS-AWS-1 |  | Used | SPARE/AWS REM ACCESS UNT 1.7 | DAS | 2
Corning | UNS-AWS-1 |  | Un-Used | SPARE/AWS REM ACCESS UNT 1.7 | DAS | 10
Corning | UNS-EH-2 |  | Used | InterReach Unison Expansion Hub | DAS | 21
Corning | UNS-iDEN-1 |  | Used | UNISON 800MHZ IDEN REMOTE | DAS | 3
Corning | UNS-PCS-2 |  | Used | unison 1900 mhz | DAS | 3
CPI | RIU-L-IDEN-SMR-G-PCS1 |  | New |  | DAS | 6
CPI | RIX |  | Used | Radio Interface Extender Module | DAS | 9
Croven Crystals | 1AB3560691 |  | New | AK, Crystal 126.7917MHz | Microwave | 1
CSS | 968130000010 |  | Used | X-Pol Antenna, 698-945/1710-2170MHz, 12" , 30° H-Beams | Cell Site | 1
CSS | 968165000013 |  | Used | Antenna, 698-945/1710-2170MHz, X-Pol dual band, 0 deg EDT both bands with four N connectors | Cell Site | 1
CSS | RXU-L70A17-M |  | New |  | DAS | 862
CSS | SC-450 |  | Used | SC450 DAS System Controller - Real-time Monitoring | DAS | 10
CSS | SCF-ST-077 |  | Un-Used | Corning SPLICE CLOSURE FIBER | DAS | 7
CSS | SCU-4 |  | Used | Combiner: passive service combiner unit, W/SUPPORT FOR 4 ANT,4 HB,4 LB, CONNECTIONS, USE W/MA20 | DAS | 70
CSS | SCU-8 |  | Un-Used | MA2000 8-Port Wideband Ant Service Combiner Unit | DAS | 8
CSS | VAP-CELL-PCSE |  | New |  | DAS | 13
CSS | VAP-DCS |  | New |  | DAS | 17
CSS | VAP-DCS-UMTSE |  | New |  | DAS | 43
CSS | VAP-FB-CELL-PCSE |  | New |  | DAS | 11
CSS | VAP-LTE2600E |  | New |  | DAS | 50
CSS | VAP-LTE700E |  | Used | Access Pod | DAS | 5
CSS | VAP-LTE700E |  | New |  | DAS | 8
CSS | X7CAP-FRO-130-INR |  | Un-Used | X-Pol Antenna, 698-945/1710-2360MHz, 12.5" , 30 H-Beams | Cell Site | 3
CSS Antenna | VAP-LTE700LE |  | New |  | DAS | 7
CSS Antenna | VAP-MB-LTE700E-B |  | New |  | DAS | 30
CSS Antenna | VAP-UMTS |  | New |  | DAS | 6
CSS Antenna | VAP-WIMAX2.3E |  | New |  | DAS | 2
CSS Antenna | VAP-WIMAX2.5E |  | New |  | DAS | 2
Dantel | F80-00611-00 |  | Used | Board: Alarm Pointmaster, CPU | Data | 1
DATUM | BASE-0008 |  | Used | Empty Chassis/MFTS | Microwave | 2
Decibel | DBP2806FA |  | Used | PDU: 24V Power Distribution Unit | Cell Site | 1
Dees Communication | MRI-320 |  | Un-Used | 4 Channel Device Digital to Analog Converter Recorder | Data | 1
Deka | VCU-AWS-MIMO-12 |  | New |  | DAS | 1
Dell Technologies | 0FN360 |  | Used | Rapid Versa Rail Kit | Data | 5
Dell Technologies | E07S002 |  | Used | POWEREDGE R310 Server | Data | 1
Dell Technologies | POWEREDGE-R200 |  | Used | POWEREDGE R200 Dual Core Server | Data | 3
Dell Technologies | POWEREDGE-R310-CTO |  | Used | POWEREDGE R310 Config to Order Server | Data | 1
Delta Electronics | 5505-600787 |  | Used | BOARD: CONTROLLER BOARD | Power | 1
Delta Electronics | CU-19C-A |  | Used | Delta CU-19C A REV: 00, Input: 35-59.5Vdc /0.28A | Power | 11
Delta Electronics | DPST-1300ABC |  | Used | POWER SUPPLY: 1300W POWER SUPPLY 55V 23A | Power | 2
Delta Electronics | ESR-24/100BA |  | Used | Rectifier 200-250V/20A, Newer Compact Style, MCR3000 | Power | 1
Delta Electronics | ESR-24/100DA |  | Used | Rectifier: HDS +24V/100 Amp Rectifier Module. Peco p/n: SM100H24D | Power | 1
Delta Electronics | ESR-48/40C-F |  | Used | DPR48/30-D-DCE Rectifier | Power | 1
Delta Electronics | ESR-48/50BA |  | Un-Used | Rectifier MCR 3000 Input 200/240VAC Output 48VDC, 50-amp 2880watt, Input 110/160vac Output 48VDC 25-amp 1440Watt | Power | 3
Delta Electronics | ESR-48/56B-U |  | Used | Rectifier 48V 56Amp (Communicate Through RS485) | Power | 4
DI TOM | VCU-CELL-PCS-12E |  | New |  | DAS | 2
DIALIGHT | VCU-DCS-12 |  | New |  | DAS | 2
Digi International | WR31-L52A-DE1-TB |  | New | Digi Transport WR31 - Cellular (4G LTE Multi-Carrier Software Defined, North America), Ethernet (2 Ports), Serial (1 RS-232/422/485 Port), I/O (2 Digital, 1 Analog), Class 1 Division 2 (C1D2) (Antennas & Power Supply not included) | Transport | 1
Digitus | VCU-DCS-UMTS-12E |  | New |  | DAS | 18
DPS Telecom | D-PK-NETG4 |  | Used | Netguardian 832A G1, Single 48V Input, Monitors 32 Alarm Points | Data | 8
DPS Telecom | D-PK-NETG5 |  | Used | NetGuardian 832A G5 | Microwave | 1
DPS Telecom | D-PK-NG864-12009 |  | Used | Netguardian 864A Monitor 64 Alarm points | Ancillary | 2
DPS Telecom | D-PK-NG864-12015 |  | Un-Used | Netguardian 864A Monitor 64 Alarm Points 24VDC | Microwave | 8
Dragonwave | 60-000256-01 |  | Used | AIRPAIR IDU Modem 48VDC 100MBPS | Microwave | 1
Dragonwave | 60-000544-01 |  | Used | Power Injector Lightning Arrester | Microwave | 2
Dragonwave | CUSP24UFCR1 |  | Used | Horizon Compact 24GHz Unlicensed, N. America, Copper GbE P1 and P2 | Microwave | 1
Eastern Research | ESA-006-02014 |  | Used | DNX-11 Manager Interface | Transport | 1
Eastern Research | ESA-006-02350 |  | Used | DNX-11 System Manager | Transport | 2
Eastern Research | ESA-006-15004 |  | Used | DNX-11 Quad T-1 Interface (rear) | Transport | 2
Eastern Research | ESA-006-15104 |  | Used | DNX-11 Quad DS-1 Module | Transport | 2
Eastern Research | ESA-006-20008 |  | Used | DNX-11 Octal E1/T1 Interface | Transport | 1
Eastern Research | ESA-006-45301 |  | Used | DNX-11 Hybrid DS-3 Module | Transport | 1
Eastern Research | MKT-006-00110 |  | Used | DNX-11 System Chassis 10.5” 6RU 19” Rack which supports two power supply modules (optional redundancy), two system management controllers (optional redundancy) and associated interface module plus slots for up to 11 application (front) and interface (rear) module sets. | Transport | 4
Eastern Research | MKT-006-02016 |  | Used | DNX-11 SMCII Interface Rear | Transport | 1
Eastern Research | MKT-006-02353 |  | Used | DNX-11 SMCII Controller Module Front | Transport | 6
Eastern Research | MKT-006-04215 |  | Used | DNX-11 XLC Expansion Link Controller Module Front | Transport | 1
Eastern Research | MKT-006-05200 |  | Used | DNX-11 PSX Chassis | Transport | 1
Eastern Research | MKT-006-12458 |  | Used | DNX-11 Octal Voice Module | Transport | 23
Eastern Research | MKT-006-20008 |  | Used | DNX-11 Octal E1/T1 Rear Interface | Transport | 2
Eastern Research | MKT-006-45001-4 |  | Used | Single T3 Interface Module | Transport | 3
Eastern Research | MKT-006-45311 |  | Used | DS3 Interface Card | Transport | 4
Eastern Research | SKU-006-45001 |  | Used | DNX-11 DS-3 Interface | Transport | 4
Eastern Research | SKU-006-45101 |  | Used | DNX-11 DS-3 Module | Transport | 3
Eastern Research | SKU-006-45311 |  | Used | DNX-11 Hybrid DS-3 Interface Module (rear) | Transport | 1
Eaton | PW9130L2000R-XL2U |  | Used | 9130 Rackmount UPS | Power | 3
Eaton | PW9130N3000R-EBM2U |  | Used | Powerware UPS Systems | Power | 5
Eaton | VCU-FB-AWS-MIMO-12E |  | New |  | DAS | 2
Eaton | VCU-FB-CELL-PCS-12E |  | New |  | DAS | 1
Eaton | VCU-FB-CELL-PCS-12E-B |  | New |  | DAS | 7
Eaton | VCU-LTE2600-12E |  | New |  | DAS | 20
Eaton | VCU-LTE700-12E |  | New |  | DAS | 2
Eaton | VCU-LTE700L-12E |  | New |  | DAS | 1
Eaton | VCU-UMTS-12 |  | New |  | DAS | 1
Eaton | VCU-WIMAX2.3-12E |  | New |  | DAS | 4
Eaton | WB-B4U |  | Used | Wide Band Base 4 Unit supporting 4 RHUs over SMF. | DAS | 4
Eaton | WB-B4U |  | New |  | DAS | 20
Eaton | WB-B8U |  | Used | Wide Band Base 8 Unit supporting 8 RHUs over SMF | DAS | 24
Eaton | WB-B8U |  | Un-Used | Base Unit- 8 links | DAS | 3
Eaton | WB-B8U |  | New | Wide Band Base 8 Unit supporting 8 RHUs over SMF | DAS | 1
Eaton | WBM-B4U |  | Used | Wide Band Base 4 Unit | DAS | 1
Eaton | WBM-B4U |  | New |  | DAS | 10
Efratom | 105448-001 |  | Used | BFO Module | Transport | 2
Efratom | 105450-001 |  | Used | MPS Power Supply | Power | 1
Efratom | 105470-001 |  | Used | PRS-XO | T and M | 2
Efratom | 13716 |  | Used | GPS TIME STD MODEL 13716 MOTOROLA SIMULCAST SYSTEM | Ancillary | 1
Elgin/Warren | 15704-001 |  | Used | 10W 20Hz Switchmode Ringing Generator | Transport | 8
Elpac | WBM-B8U |  | Used | Wide Band Base 8 Unit | DAS | 1
Eltek Valere | 104941 |  | New | Flatpack 2 Blind Panel | Power | 60
Eltek Valere | 241114.100 |  | Used | Rectifier Flatpack 48VDC 30A 1500W Input 85-275VAC | Power | 9
Eltek Valere | 241114.105 |  | Used | Rectifier Flatpack 1500 48VDC | Power | 3
Eltek Valere | 241114.5 |  | Used | Flatpack DC/DC 24/48V G1 Converter | Power | 16
Eltek Valere | 241114.501 |  | Used | Flatpack DC/DC 48/190 | Power | 2
Eltek Valere | 241115.100 |  | Used | Rectifier Flatpack II; 48V/2000W G2 | Power | 1
Eltek Valere | 241115.100 |  | Used | Rectifier Flatpack II; 48V/2000W G2 | Power | 10
Eltek Valere | 241115.2 |  | Un-Used | Rectifier Flatpack II; 24V/2000W | Power | 1
Eltek Valere | 241115.2 |  | Used | Rectifier Flatpack II; 24V/2000W | Power | 3
Eltek Valere | 241115.602 |  | Un-Used | Flatpack 2 DC/DC Converter 24VDC to 48VDC 1350 Watt | Power | 3
Eltek Valere | 241122.125 |  | Used | Flatpack S Rectifier 48VDC 1800 Watt | Power | 3
Eltek Valere | 242072.7 |  | Used | Master (MCU) for Flatpack 125A System | Power | 1
Eltek Valere | 242100.11 |  | Used | FP2 Smartpack Extended G1 | Power | 1
Eltek Valere | 242100.11 |  | Used | FP2 Smartpack Extended G1 | Power | 4
Eltek Valere | 242231.001 |  | Used | Power Shelf Flatpack 48VDC 1U 2 Position, No Controller | Power | 12
Eltek Valere | 505811 |  | Used | Flatpack DC Power System | Power | 5
Eltek Valere | C0350A-VC |  | Used | Rectifier 48VDC C-series 7Amp | Power | 1
Eltek Valere | CBB050E |  | Used | Circuit Breaker 50 Amp Bullet Style, Electro-Mechanical Trip | Power | 1
Eltek Valere | CC9S-ANN-VC |  | Used | Compact Power Shelf / Rear Wire 200Amp Max 48V Negative Output Polarity 23" / 2 RU / Mid Mount / System Depth 15" Single/Dual ACInput (LL AC Cord) Qty 4 Rectifier Positions Qty 4 DistributionCircuit Breaker Positions (CBB Style) 1/4" 20 Stud 5/8" Center Qty 20 Distribution GMT Fuse Positions BC Controller Card Not Included | Power | 7
Eltek Valere | CTOM0602.002-I |  | Used | Minipack Shelf 19? 6 Position Rear Wire 100A, -48 VDC, 2RU, Dual AC, 8 Breaker Positions, 2 LVBD, Smartpack Controller Missing Top Cover and Front Breaker Cover, but still functional | Power | 1
Eltek Valere | FA000000298 |  | Used | FACE DISPLAY FOR BC1000 | Power | 12
Eltek Valere | FA000001555 |  | Used | BC2000 Controller Faceplate | Power | 4
Eltek Valere | J1500A1-VC |  | Used | Rectifier J Series, 48V, 25/30Amps DC Output, 90-264 AC Input | Power | 3
Eltek Valere | JK35S-ZNL-VT |  | Un-Used | J POWER SHELF 19" 1 RU 3 POS RECT 10 POS GMT 1 POS BREAKER | Power | 2
Eltek Valere | V1000A-VC | PBP2DCTBAA | Used | Rectifier V Series 48VDC 20Amp 1000W | Power | 1
Eltek Valere | V1250A |  | Used | Rectifier V Series, 48V, 25 Amps DC Output, 90-264 AC Input | Power | 4
Eltek Valere | V2000A |  | Used | Rectifier Compact V-Series 48vdc 40 amp, Input 200-240vac | Power | 2
Eltek Valere | V2000A-VC | PBP2DDFBAA | Used | Rectifier Compact V-Series 48V 40A 2000 Watt | Power | 3
Eltek Valere | V2000A-VV |  | Used | Rectifier Compact V-Series 48V 40A 2000 Watt | Power | 5
Eltek Valere | VB-H1250A1-VV |  | Used | Rectifier, H Series, 48V, 25Amps DC Output, 90-264 AC Input | Power | 2
Eltek Valere | VB-H2500A1-VV |  | Used | Rectifier, H Series, 48V, 40Amps DC Output, 180-264 AC Input | Power | 2
Eltek Valere | X7500A2-VV57 | PBP2DDFBAA | Used | X Series 48VDC 150AMPS Output 180-300 AC Input with Isolated Signals Enabled | Power | 5
Emerson | 102019 |  | New | REMOTE SPLIT PHASE POWER CARD. Alternate Part# 8000743 | Power | 2
Emerson | 12100-712 |  | Un-Used | Radius Drop-Horizonal (11 In Width) Black | DAS | 8
Emerson | 1M820BNAZZ001 |  | Used | Emerson Network Power NetSure M820B ACU+ Controller with 550169 software. The ACU+ is an advanced control unit designed for DC power applications. | Power | 3
Emerson | 1R243000 |  | Used | 24V, 3000watt. Rectifier PCU | Power | 15
Emerson | 1R482000E |  | Used | Rectifier 48V 2000W Netsure 500/700 Series | Power | 2
Emerson | 1R482000E |  | Used | Rectifier 48V 2000W Netsure 500/700 Series | Power | 12
Emerson | 1R483200E |  | Used | Rectifier Module 48VDC 3200W HIGH EFFICIENCY | Power | 1
Emerson | 1R483500E |  | Used | Rectifier R48-3500, 48VDC 3500W HIGH EFFICIENCY | Power | 4
Emerson | 256694800 |  | Un-Used | LELK1-1RS4-27129-948; Breaker 60A, Bolt, White handle, 3 pins, Unevenly spaced, No alarm strap | Power | 1
Emerson | 4864-429 |  | Used | Power And Control Card For 437416300 | Power | 1
Emerson | 486532602 |  | Used | Rectifier: 200 AMP 480VAC NetSure 802 | Power | 1
Emerson | 4874-051-00 |  | Used | RECTIFIER RESTART CARD | Power | 1
Emerson | 509537 |  | Used | Circuit Card | Power | 1
Emerson | 588249700 | PWM2VU0DRA | Un-Used | DC Converter Shelf, 3RU, 19" | Power | 11
Emerson | 84048165 |  | Used | DAS omni-directional antenna | DAS | 25
Emerson | 969236-11-02 |  | Used | OMNI ANTENNA | DAS | 6
Emerson | 999100 |  | Used | Antenna | DAS | 4
Emerson | AP5C71DA |  | Used | Rectifier 48VDC 200A Candeo XL Low 208/240Vac | Power | 1
Emerson | ATC : 919057-BZ |  | Used | Bracket, Hard Surface Mount for TRU-Omni S727 Antenna | DAS | 2
Emerson | BMP903080/1 |  | Un-Used | Netsure SCU+ Controller Module | Power | 3
Emerson | BMP903090/1 |  | Used | ACU+ Controller for Netsure 502 | Power | 12
Emerson | BMP903090/3 |  | Used | ACU+ Controller for Netsure 701 | Power | 8
Emerson | DS850-3-002 |  | Un-Used | 850W Rectifier. 12A, Astec/Emerson | Power | 1
Emerson | FTA014A-111HF |  | Used | Fan Kit/Cube | DAS | 2
Emerson | NETSURE 502 |  | Used | Full DC or Integrated System | Power | 2
Emerson | R24-2500 |  | Used | Rectifier 24VDC 2500W | Power | 14
Emerson | R24-2500 |  | Used | Rectifier 24VDC 2500W | Power | 59
Emerson | R24-3000 |  | New | Rectifier Netsure +24VDC 3000 Watt | Power | 3
Emerson | R24-3000 |  | Used | Rectifier Netsure +24VDC 3000 Watt | Power | 2
Emerson | R24-3000 |  | Used | Rectifier Netsure +24VDC 3000 Watt | Power | 2
Emerson | R48-1000 |  | Used | Rectifier, 48 VDC, 1000 W | Power | 4
Emerson | R48-2000E |  | Used | Rectifier 48V 2000W Netsure 500/700 Series | Power | 57
Emerson | R48-2000E |  | Used | Rectifier 48V 2000W Netsure 500/700 Series | Power | 22
Emerson | V100B25 |  | Used | Power Conversion Unit, 24V, 100-amp | Power | 1
Emerson | WB-PAU-6 |  | Used | POWER ATTENUATION TRAY WITH SIX BROAD-BAND ATTENUATORS | DAS | 14
Emerson | WB-PAU-6-CMU |  | Used | PCMU | DAS | 4
Emerson | WCH-SPL-4-8 |  | Un-Used | Splice Tray Holder for WCH-04P | DAS | 1
Emerson/Marconi/Lorain | 1C24481500 | PWFQACC9AA | Un-Used | DC Converter Module 24V to 48v, Netsure 700, C24/48-1500 | Power | 8
Emerson/Marconi/Lorain | 1C24481500 | PWFQACC9AA | Used | DC Converter Module 24V to 48v, Netsure 700, C24/48-1500 | Power | 37
Emerson/Marconi/Lorain | 2731-395-00 |  | Used | Electrolytic Capacitor T28976 | Power | 3
Emerson/Marconi/Lorain | 426804200 |  | Used | Breaker Panel | Power | 3
Emerson/Marconi/Lorain | 486529601 | PBPUGG2 | Used | Vortex Rectifier +24VDC 100Amp, Input 208/240VAC, 50/60 Hz, 1-Phase V100B25 | Power | 4
Emerson/Marconi/Lorain | 486531800 |  | Un-Used | Vortex Rectifier PCU V65B50 48VDC 65A | Power | 1
Emerson/Marconi/Lorain | 486531800 |  | Used | Vortex Rectifier PCU V65B50 48VDC 65A | Power | 8
Emerson/Marconi/Lorain | 486531800 |  | Used | Vortex Rectifier PCU V65B50 48VDC 65A | Power | 1
Emerson/Marconi/Lorain | 486531902 |  | Used | Vortex Rectifier +24VDC 130Amp Input 208/240VAC, 50/60 Hz, 1-Phase, V130B25 | Power | 10
Emerson/Marconi/Lorain | 486534200 |  | Used | LXP1500 Rectifier PCU, 1500W, 48VDC, 120/208/240VAC | Power | 1
Emerson/Marconi/Lorain | 486534800 |  | Used | LXP1000, Constant Power PCU, -48V, 1000W/500W | Power | 2
Emerson/Marconi/Lorain | 486800127 |  | Used | DC-DC Converter Module, 24 to -48V, 10 Amp | Power | 3
Emerson/Marconi/Lorain | 486800128 |  | Used | DC/DC Converter Module -48V to +24V 20A | Power | 23
Emerson/Marconi/Lorain | 486808500 | PWPQHRY | Used | MZHSA3B DC/DC Converter 24/48VDC 3Amp | Power | 17
Emerson/Marconi/Lorain | 58112500061 |  | Used | FRAME, TO -48V CONVERTER,2ND SHE Consists of: 588248700 - frame 513939 – power cable assembly | Power | 6
Emerson/Marconi/Lorain | 582136800 |  | Used | Netsure 502 48V Power system (main dist) 502NGFB, includes communications module 23" shelf | Power | 2
Emerson/Marconi/Lorain | A100B25 |  | Used | Rectifier: Rectifier Module +24VDC 100 AMP, Spec:486524200, 486521900 | Power | 1
Emerson/Marconi/Lorain | A100F25 |  | Used | Rectifier: 29VDC High Freq. Rectifier (5274-041) | Power | 1
Emerson/Marconi/Lorain | ATC : 969236-11-02-BF |  | Used | OMNI ANTENNA | DAS | 2
Emerson/Marconi/Lorain | LPS200D50 |  | Used | 200 AMP Rectifier | Power | 1
Emerson/Marconi/Lorain | R485800E | PBP4ACH | Used | Netsure 5800W, 48V Rectifier Module | Power | 1
Emerson/Marconi/Lorain | V25B50 |  | Used | Rectifier 48VDC 25amp | Power | 1
Enersys | SC11-U |  | New | 19” and 23” Battery Tray Rack Mounting Shelf for models 12V92FT and SBSC11F | Power | 4
Ericsson | 1/BFL901009/1 |  | Used | RBS6000 SUP 6601 Climate Unit | Cell Site | 1
Ericsson | 1/BFL901009/4 |  | Used | RBS6000 SUP 6601 (SUP Module Only) | Cell Site | 25
Ericsson | 1/TSR48421/2000 |  | Un-Used | 2M RET Control Cable 2 Meter | Cable | 120
Ericsson | 1/TSR48421/3000 |  | Un-Used | Connection Cable / RET Control Cable 3 Meter | Cable | 2
Ericsson | 1/TSR48421/5000 |  | Un-Used | Connection Cable / RET Control Cable 5 Meter | Cable | 6
Ericsson | 10/BPD10440/2 |  | Used | Denso External Fan Assembly | Cell Site | 7
Ericsson | 2000003422 |  | Used | Kit, PL4 Right door incl hinges for RBS-6102 | Cell Site | 1
Ericsson | 2000003425 |  | Used | Kit, PL4 left door incl hinges for RBS6102 | Cell Site | 1
Ericsson | 3/BPD10440/1 |  | Used | Internal Fan Heat Exchanger (individual fans) | Cell Site | 4
Ericsson | 4/BPD10440/1 |  | Un-Used | External Fan: HEATER ASSEMBLY FOR HEAT EXCHANGER | Cell Site | 2
Ericsson | 9/BPD10436/3 |  | Used | Circuit Board: CCU Control Board, for RBS2106 | Cell Site | 1
Ericsson | BFB102103/1 | DRC6AC5 | Used | Mini-Link FAN UNIT | Microwave | 1
Ericsson | BFB10951/2 |  | Used | Server Card: LARGE NODE IPNA 768MB INCLUDING GROUPED ASSETS | Switch | 2
Ericsson | BFB10980/10 |  | Used | CPUM (Spare) 8GW,Equipped Magazine | Switch | 2
Ericsson | BFL119153/1 |  | Used | RF COMBINER:CDU-G 1900MHZ FOR RBS2206/2106 | Cell Site | 11
Ericsson | BFL119155/1 |  | Used | RF COMBINER:CDU-G 800MHZ FOR RBS2206/2106 | Cell Site | 11
Ericsson | BFL119155/1R2F |  | Used | RF COMBINER:CDU-G 800MHZ FOR RBS2206/2106 | Cell Site | 1
Ericsson | BFL901009/1 |  | Used | RBS6601 2-slot Chassis, Includes SUP6601, 1/BFL901009/1 | Cell Site | 13
Ericsson | BFL901009/1 |  | Used | RBS6601 2-slot Chassis, Includes SUP6601, 1/BFL901009/1 | Cell Site | 1
Ericsson | BGM1361001/2 |  | Used | Module: FCU (Fan Control Unit), for RBS2106/RBS2206, same as NTZ 112 541/1 | Cell Site | 1
Ericsson | BGM1361006/3 |  | Used | SCU 03 01, Support Control Unit | Cell Site | 1
Ericsson | BKV106135/1 |  | Used | Fan Unit for SUP 6601 v2 (1/BFL901009/4) | Ancillary | 7
Ericsson | BKV301216/66 |  | Un-Used | Radial Fan Unit | Cell Site | 90
Ericsson | BKV301487/1 |  | Used | RXI 820 Fan Unit Card | Power | 1
Ericsson | BMG98007/2 |  | Un-Used | Module: RBS2206 DCCU DC Connection Unit, Physical DC Power Interface Module | Cell Site | 1
Ericsson | BMG980168/1 |  | Used | BFU-48V/100A | Cell Site | 1
Ericsson | BMG980336/7 |  | Un-Used | PDU: Outdoor Power Distribution Unit | Cell Site | 14
Ericsson | BMG980410/1 |  | Used | Ericsson BFU 01 03 | Cell Site | 1
Ericsson | BML151118/11 |  | Un-Used | Power Supply: AC Power Supply Unit | Cell Site | 1
Ericsson | BML161174/1 |  | Used | POWER UNIT: PSU AC 01 | Cell Site | 6
Ericsson | BML161184/1 |  | Used | RECTIFIER/PSU AC 03 | Cell Site | 2
Ericsson | BML161185/1 |  | New | PBC-05 RECTIFIER | Cell Site | 5
Ericsson | BML161185/1 |  | Un-Used | PBC-05 RECTIFIER | Cell Site | 3
Ericsson | BML161185/1 |  | Un-Used | PBC-05 RECTIFIER | Cell Site | 10
Ericsson | BML901250/1 |  | Used | RBS6601 Outdoor PSU AC 02, with DC Connector part# RNT447 20/001 | Cell Site | 8
Ericsson | BMR960014/1 |  | Used | Power Supply: Converter PSU48 1200W, -48/+24VDC FC | Cell Site | 60
Ericsson | BOE60214/1 |  | Used | Module: DXU-21 (Distribution Switch Unit), T1 or E1, central control unit for RBS2106/RBS2206 | Cell Site | 19
Ericsson | BOE60215/2 |  | Used | Functional Unit, IXU-21 | Cell Site | 1
Ericsson | BOE60221/1 |  | New | Module: DXU-23 (Distribution Switch Unit), T1 or E1, central control unit for RBS2106/RBS2206 V2 | Cell Site | 4
Ericsson | BRKSET_RRUS11Sunshield |  | Used | Bracket set (4 piece) for RRUS 11 sunshield (No hole in clip style) | Cell Site | 96
Ericsson | CSS R-727 |  | Un-Used | RECESS MOUNT ANTENNAS | DAS | 1
Ericsson | CSS S-727 |  | Un-Used | RECESS MOUNT ANTENNAS | DAS | 1
Ericsson | FAB8020111/1R1B |  | Used | MINI-LINK SP 210 DC | Microwave | 1
Ericsson | KDU127161/3 |  | Used | RBS6000 Digital Unit for WCDMA, DUW 30 01 | Cell Site | 17
Ericsson | KDU127174/4 |  | Used | RBS6000 Digital Unit for WCDMA, DUW 41 01 | Cell Site | 3
Ericsson | KDU137533/3 |  | Used | RBS6000 Digital Unit for LTE, DUL 20 01 | Cell Site | 3
Ericsson | KDU137533/4 |  | Used | RBS6000 Digital Unit for LTE, DUL 20 01 | Cell Site | 11
Ericsson | KDU137557/4 |  | Used | O/E CONVERTER UNIT | Cell Site | 1
Ericsson | KDU137569/1 |  | Used | RBS6000 Digital Unit for GSM, DUG 20 01 | Cell Site | 30
Ericsson | KDU137596/2 |  | Used | SIU-02 with Fan Module | Cell Site | 1
Ericsson | KDU137624/11 |  | Used | RBS6000 Digital Unit for LTE/WCDMA/GSM, DUS 41 02 | Cell Site | 98
Ericsson | KDU137624/11-R4G |  | Used | RBS6000 Digital Unit for LTE/WCDMA/GSM, DUS 41 02, Release R4G | Cell Site | 1
Ericsson | KDU137745/1-R2A |  | Used | XMU Module. Release R2A | Power | 5
Ericsson | KDU137925/31 |  | Used | KDU 137 925/31 Baseband 5216 for GSM LTE UMTS | Cell Site | 33
Ericsson | KDV127621/11 |  | Un-Used | Baseband 6630 KDV127621/11 includes KDU 137 848/11 VAN Shelf and BKV106217/1 Fan | Cell Site | 30
Ericsson | KDV127621/11 |  | Used | Baseband 6630 KDV127621/11 includes KDU 137 848/11 VAN Shelf and BKV106217/1 Fan | Cell Site | 2
Ericsson | KFE1011145/4.R1A |  | Used | Module: DCF 31 -48VDC 120A MODULE | Cell Site | 1
Ericsson | KRC115032/4 |  | Un-Used | RIU RET Interface Unit | Cell Site | 2
Ericsson | KRC115032/4 |  | Used | RIU RET Interface Unit | Cell Site | 2
Ericsson | KRC11821/1 |  | Used | Filter Unit: FU12-Filter Unit 800Mhz : RBS3206 | Cell Site | 10
Ericsson | KRC11846/2 |  | Used | Radio: RRUW 02, 850MHz B5 Remote Radio Unit | Cell Site | 8
Ericsson | KRC11847/2 |  | Used | Remote Radio Unit WCDMA Only, RRUW 02 B2 (1900MHz) | Cell Site | 5
Ericsson | KRC11859/1 |  | Un-Used | Radio Unit LTE/WCDMA/GSM RUS 01 B4 (1700/2100 MHz) AWS Band, 60W | Cell Site | 5
Ericsson | KRC11866/1 |  | Used | Radio Unit LTE/WCDMA/GSM RUS 01 B2 (1900 MHz), 20W | Cell Site | 7
Ericsson | KRC11874/2 |  | Un-Used | Remote Radio Unit LTE/WCDMA/GSM RRUS 01 B2 (1900 MHz) | Cell Site | 1
Ericsson | KRC1311004/2 |  | Used | DTRU, 1.9, EDGE: RBS 2206 | Cell Site | 1
Ericsson | KRC13149/01 |  | Used | Transceiver: TRU, Single-Carrier, GSM 1900 MHz, non-Edge, A5/1 ciphering, for RBS2102/RBS2202 | Cell Site | 7
Ericsson | KRC13149/15 |  | Used | Transceiver: TRU, Single-Carrier, GSM 1900 MHz, non-Edge, A5/1 ciphering, for RBS2102/RBS2202 | Cell Site | 4
Ericsson | KRC161134/5 |  | Used | RRU22 0840 Remote Radio Unit | Cell Site | 3
Ericsson | KRC161241/1 |  | Used | Remote Radio Unit LTE/WCDMA/GSM RRUS11 B12 (700MHz, Lower ABC Blocks) 60W (2x30W) | Cell Site | 1
Ericsson | KRC161241/1 |  | Used | Remote Radio Unit LTE/WCDMA/GSM RRUS11 B12 (700MHz, Lower ABC Blocks) 60W (2x30W) | Cell Site | 38
Ericsson | KRC161254/2 |  | Used | Remote Radio Unit LTE/WCDMA/GSM RRUS 11 B4 (1700/2100 MHz) AWS Band, 80W (2x40W) | Cell Site | 15
Ericsson | KRC161276/2 |  | Used | Remote Radio Unit LTE/WCDMA/GSM RRUS 11 B2 (1900 MHz) 80W (2x40W) | Cell Site | 6
Ericsson | KRC161285/2 |  | Used | Remote Radio Unit LTE/WCDMA/GSM RRUS 11 B5 (850 MHz) | Cell Site | 7
Ericsson | KRC161286/1 |  | Used | Remote Radio Unit Extension, RRUS A2 B2 (1900MHz) RX Only | Cell Site | 2
Ericsson | KRC161287/2 |  | Un-Used | Remote Radio Unit LTE/WCDMA/GSM RRUS 11 B26A (850 MHz) | Cell Site | 6
Ericsson | KRC161287/2 |  | Used | Remote Radio Unit LTE/WCDMA/GSM RRUS 11 B26A (850 MHz) | Cell Site | 1
Ericsson | KRC161321/2 |  | Used | Remote Radio Unit LTE/WCDMA/GSM RRUS 12 B5 (850 MHz) | Cell Site | 2
Ericsson | KRC161349/2 |  | Used | Remote Radio Unit LTE/WCDMA/GSM RRUS 12 B4 (1700/2100 MHz) AWS Band | Cell Site | 3
Ericsson | KRC161363/1 |  | Used | CONTROL UNIT - EVDO MODULE AEM1402 EDCG FORM FACTOR | Cell Site | 9
Ericsson | KRC161414/1 |  | Un-Used | Remote Radio Unit - RRU32 B2 LP55 Type 3R Enclosure | Cell Site | 1
Ericsson | KRC161436/1 |  | Used | RRU82 B41 2.5 Radio | Cell Site | 1
Ericsson | KRC161444/1 |  | Used | IRU 2242 | Cell Site | 1
Ericsson | KRC161495/1 |  | Un-Used | Radio 4415 B7;Radio Unit | Cell Site | 3
Ericsson | KRC161495/1 |  | Used | Radio 4415 B7;Radio Unit | Cell Site | 5
Ericsson | KRC161553/1 |  | Used | Radio 2203 Band 66A | Cell Site | 2
Ericsson | KRC161563/1 |  | Used | Radio 2217 RRU, Band Band 2 | Cell Site | 2
Ericsson | KRC161631/3 |  | Un-Used | Radio 2212 RRU, B13 | Cell Site | 7
Ericsson | KRC161644/1 |  | Used | Radio 4415 66A;Radio Unit | Cell Site | 9
Ericsson | KRC161652/1 |  | Un-Used | RRUS 2212 B5 (850) Multi-Standard Remote Radio | Cell Site | 1
Ericsson | KRC161749/1 |  | Used | Radio 4449 B5 B13 Remote Radio Unit | Cell Site | 1
Ericsson | KRC16184/7 |  | Used | Transceiver: RRU-M8 (Remote Radio Unit), Quad Single-Carrier, GSM 800 MHz, Edge, equivalent to 4 TRU (2 dTRU), for RBS2308 Micro Basestation | Cell Site | 6
Ericsson | KRD901146/1 |  | Un-Used | Air 32 B2A B66AA | Cell Site | 4
Ericsson | KRE1012082/1 |  | Used | GPS Antenna 26DBi + Bracket | Ancillary | 1
Ericsson | KRE1012182/1 |  | Un-Used | GPS Antenna Kit, alt# GPS-36-N-S | Cell Site | 6
Ericsson | KRE1012182/1 |  | Used | GPS Antenna Kit, alt# GPS-36-N-S | Cell Site | 1
Ericsson | KRY1011924/1 |  | Used | Module: TMA controller | Cell Site | 3
Ericsson | KRY1011946 |  | Used | 1x2 way active GPS splitter | Ancillary | 1
Ericsson | KRY11271/2 |  | Un-Used | TMA: Dual Duplex Bypass, RX 1850-1910 MHz, PCS Full-Band, 1 TX/RX port and 1 ANT port, all conn 7/16 DIN-female | Cell Site | 1
Ericsson | KRY11271/2 |  | Used | TMA: Dual Duplex Bypass, RX 1850-1910 MHz, PCS Full-Band, 1 TX/RX port and 1 ANT port, all conn 7/16 DIN-female | Cell Site | 1
Ericsson | KRY11275/1 |  | Used | TMA: DUAL BAND BYPASS 824-894MHZ/ 1850-1990MHZ | Cell Site | 1
Ericsson | NBA10130/9 |  | Used | Distribution frame unit | Cell Site | 11
Ericsson | NCD90141/1 |  | Un-Used | Module: GPS receiver Module | Cell Site | 8
Ericsson | NCD90156/1 |  | Un-Used | Module/GPS Receiver Unit | Cell Site | 38
Ericsson | NCD90156/1 |  | Used | Module/GPS Receiver Unit | Cell Site | 3
Ericsson | Nes10-CAD-015 |  | Used | Battery Interconnection | Power | 3
Ericsson | NFT30459/2 |  | Used | EF-114210-01 -48 VDC OVERVOLTAGE ARRESTER SURGE PROTECTION | Ancillary | 31
Ericsson | NGC90145 |  | Used | GPS SURGE ARRESTOR FREQUENCY 698-2700MHZ | Ancillary | 24
Ericsson | NTB101242/2 |  | Used | OVP KIT, 8 EXT ALARM | Cell Site | 8
Ericsson | NTB10129/1 |  | Un-Used | RBS6601 Main unit power connector, Square Prongs, Red Release | Cell Site | 7
Ericsson | NTB10129/1 |  | Used | RBS6601 Main unit power connector, Square Prongs, Red Release | Cell Site | 3
Ericsson | NTLK73AAE5 |  | Used | PDT, FAN TRAY, 48V | Ancillary | 11
Ericsson | NTLK90AAE5 |  | Used | CDMA DBA 224 | Cell Site | 2
Ericsson | NTM1010429/1 |  | New | SET OF MATERIALS/WALL-MOUNTED,SUPPORT | Ancillary | 26
Ericsson | NTM1010429/1 |  | Used | SET OF MATERIALS/WALL-MOUNTED,SUPPORT | Ancillary | 2
Ericsson | NTM1010641/1 |  | New | RRUL/S Bracket Set, 61mm Depth | Cell Site | 15
Ericsson | NTM1010641/2 |  | New | RRUS/L Bracket Set, 90mm Depth | Cell Site | 12
Ericsson | NTM1012589/1 |  | Used | RBS6601 V2 Kit. Includes: Qty (1) BFL901009/4 Base Chassis Qty (1) 1/BFL901009 SUP Module | Cell Site | 35
Ericsson | NTM1012589/1 |  | Used | SET OF MATERIALS/Spare part for SUP 6601 | Cell Site | 7
Ericsson | NTM2012426 |  | Un-Used | SEALING SET TXX | Ancillary | 2
Ericsson | NTM20220/1 |  | New | RRU Mast Mounting Bracket, Single Bracket | Cell Site | 14
Ericsson | RBS3206-BASE-CFG |  | Used | Cellsite: RBS 3206 Indoor 48V Base Cabinet, Configure To Order | Cell Site | 1
Ericsson | RBS3206-BASE-CFG |  | Used | Cellsite: RBS 3206 Indoor 48V Base Cabinet, Configure To Order | Cell Site | 2
Ericsson | RBS3418 |  | Used | BTS: Ericsson Rack to include the following: (Qty 5) SXK1078896/1 Dummy Board Filler, (Qty 1) ROJ1192187/14 RAX 13, (Qty 1) BKV106028/1 Card FCU, (Qty 1) BMR91150/2 Card PSU | Cell Site | 1
Ericsson | RDH10244/1 |  | Used | TRX SM 1000Base-LX40 LC-SFP -40/+85 | Cell Site | 4
Ericsson | RDH10245/1 |  | Used | Module: 1GB-LX/CPRI 15KM | Cell Site | 3
Ericsson | RDH10247/1 |  | Used | SFP CPRI and 1000Base-SX | Cell Site | 12
Ericsson | RDH10247/2 |  | Un-Used | SFP 2.5Gbps 1310nm 2km SFP | Cell Site | 6
Ericsson | RDH10247/3 |  | Un-Used | Module: SFP SM CPRI 614.4-2457.6,Mbit/s 20km GbE 10km DFB,LC-SFP | Cell Site | 93
Ericsson | RDH10265/2 |  | Un-Used | SFP SM 10.3GB/S 1.4KM 1310NM 3.3V | Cell Site | 4
Ericsson | RDH10265/2 |  | Un-Used | SFP SM 10.3GB/S 1.4KM 1310NM 3.3V | Cell Site | 1368
Ericsson | RDH10265/2 |  | Used | SFP SM 10.3GB/S 1.4KM 1310NM 3.3V | Cell Site | 12
Ericsson | RDH10265/3 |  | Un-Used | SFP+, CPRI & 10GBASE-LR, 10km, SMF, LC | Cell Site | 135
Ericsson | RDH10265/3 |  | Used | CPRI 10GB-LR -40 +85C FTLX1471D3BTL-E7 sfp transceiver | Cell Site | 2
Ericsson | RDH90120/42009 |  | Un-Used | SFP Optical Transceiver | Microwave | 8
Ericsson | RNT44719/001 |  | Used | Connector: DC Connector/Power Cable,Connector,10mm2 | Cable | 6
Ericsson | RNT44732/02 |  | New | Connector: DC Connector/Power Cable,Connector,10mm2 | Cable | 26
Ericsson | ROA1284188/1 |  | Un-Used | Card: SWITCH ALARM CARD | Cell Site | 1
Ericsson | ROA1284573/3 |  | Un-Used | SMART SERVICES CARD, SSC1-V2, SSR | Cell Site | 1
Ericsson | ROJ1192103/41 |  | Used | PBA - SPB215PROC 600MHZ 640MB/- | Switch | 4
Ericsson | ROJ1192103/5 |  | Used | PBA - SPB 5PROC 800MHZ 1280MB/- | Switch | 1
Ericsson | ROJ1192106/74R1D |  | Used | GPB | Switch | 7
Ericsson | ROJ1192108/4 |  | Used | Board: SCB3 Printed Board Assembly | Power | 1
Ericsson | ROJ1192163/1 |  | Used | Card: ET-MC1 CARD | Cell Site | 2
Ericsson | ROJ1192163/1 |  | Used | Card: ET-MC1 CARD | Cell Site | 110
Ericsson | ROJ1192187/14 |  | Used | Board: RAX Card; RBS 3000 Series | Cell Site | 21
Ericsson | ROJ1192187/14 |  | Used | Board: RAX Card; RBS 3000 Series | Cell Site | 51
Ericsson | ROJ1192232/1-R2D |  | Used | ET-MFG | Switch | 1
Ericsson | ROJ1192238/23 |  | Used | Board: Printed board assembly/OBIF: Optical | Cell Site | 1
Ericsson | ROJ1192238/23 |  | Used | Board: Printed board assembly/OBIF: Optical | Cell Site | 2
Ericsson | ROJ1192245/2 |  | Used | Printed Board Assembly RUIF Radio Unit | Cell Site | 2
Ericsson | ROJ1192254/6 |  | Used | Board: PRINTED BOARD ASSEMB/TX6HS-06 | Cell Site | 1
Ericsson | ROJ20408/1 |  | Used | Board: RPG2 BOARD | Switch | 1
Ericsson | ROJ20416/6 |  | Used | PCB: PRINTED BOARD ASSEMB/RPP | Switch | 2
Ericsson | ROJ20443/2 |  | Used | PCB: Printed Board Assemb, RPG3 | Switch | 2
Ericsson | ROJ2081308/1 |  | Used | Mini Link MMU2H | Microwave | 1
Ericsson | ROJ2081312/1 |  | Used | PEBv5 (Power and Ethernet Board, Version 5) | Microwave | 1
Ericsson | ROJ208465/1-R1A |  | Used | NWI-E 450A | Cell Site | 5
Ericsson | ROJR211004/1 |  | Used | Mini-link NPU3 Plug In | Microwave | 2
Ericsson | ROJR211006/2 |  | Used | MODULE: NODE PROCESSOR UNIT3 C | Microwave | 1
Ericsson | ROJR211007/1 |  | Un-Used | ETU3 Board | Switch | 1
Ericsson | RPM1136127/15M |  | Used | Cable: Cable with Connector/Interface Cable Ethernet | Cable | 3
Ericsson | RPM1136127/5000 |  | Un-Used | Interface Cable Eth Straight | Cable | 50
Ericsson | RPM1191647/5 |  | Un-Used | Earthing cable, 16mm2, 5m black | Cable | 2
Ericsson | RPM2531610/20M |  | Un-Used | Fiber Optic Cable 20 Meter | Cable | 3
Ericsson | RPM2531610/5000 |  | Un-Used | Cable: 2F SM G657A2, LC-DUPLEX 5M | Cable | 11
Ericsson | RPM2531610/50M |  | Un-Used | CABLE 2F LC(FullAXS)-LC SM | Cable | 1
Ericsson | RPM2534692/10M |  | Un-Used | HYBRID CABLE FIBER JUMPER - LC-LC WITH ODC /RDC 10M | Cable | 2
Ericsson | RPM2534692/3000 |  | Un-Used | Cable: 2F ODC-LCD w/ Full AXS 3 Meter. Alt PN: TSR899113-R | Cell Site | 199
Ericsson | RPM2534692/5000 |  | Un-Used | 2F SM OCD-LCD W COVER 5M | Cell Site | 1
Ericsson | RPM5131821/02100 |  | New | Cable: Power Cable for RBS2106 | Cell Site | 4
Ericsson | RPM5132175/00720 |  | Un-Used | Cable: RUIF Data Cable | Cable | 1
Ericsson | RPM517560/5000 |  | Un-Used | Power Cable Assembly, 16.5ft | Cell Site | 3
Ericsson | RPM5176906/01 |  | Used | Cable: Station Radio Cable | Cable | 1
Ericsson | RPM77701/00180 |  | Used | Cable w/connector for RBS6201 | Cell Site | 10
Ericsson | RPM77701/00550 |  | Un-Used | SIGNAL CABLE WITH CONNECTOR | Cable | 2
Ericsson | RPM77701/00700 |  | Used | SIGNAL CABLE, 700mm | Cable | 2
Ericsson | RPM77701/00750 |  | Un-Used | SIGNAL CABLE | Cable | 2
Ericsson | RPM77701/01600 |  | Un-Used | SIGNAL CABLE | Cable | 2
Ericsson | RPM77705/00460 |  | Used | Cable: Coaxial Cable/RBS3106 (460) | Cell Site | 35
Ericsson | RPM77705/00600 |  | Used | Cable: Coaxial Cable/RBS3206 (600) | Cell Site | 84
Ericsson | RPM77706/00360 |  | Used | Cable: Coaxial Cable/RBS3106 | Cell Site | 50
Ericsson | RPM77706/00420 |  | Used | Cable: Coaxial Cable/RBS3206 | Cell Site | 18
Ericsson | RPM77709/00600 |  | Used | Cable: Cable with Connector/Power Cable | Cell Site | 22
Ericsson | RPM77710/00380 |  | New | Cable: Signal and Power Cable | Cell Site | 16
Ericsson | RPM77710/00380 |  | Used | Cable: signal and power cable | Cell Site | 1
Ericsson | RPM777130/00950 |  | Used | Signal/Power Cable with Connector | Cable | 1
Ericsson | RPM777135/00600 |  | Un-Used | Power Cable, 600mm | Cable | 1
Ericsson | RPM777171/01300 |  | Un-Used | CABLE WITH CONNECTOR/BATTERY TEMPSENSOR | Cable | 6
Ericsson | RPM777190/00900 |  | Used | Signal Cable, 900mm Length | Cable | 5
Ericsson | RPM777193/00160 |  | Used | Cable w/connector for RBS6201 | Cell Site | 10
Ericsson | RPM777193/00200 |  | Un-Used | Cable with connector for RBS6201 | Cable | 112
Ericsson | RPM777193/00200 |  | Un-Used | Cable with connector for RBS6201 | Cable | 2
Ericsson | RPM777193/00600 |  | Un-Used | POWER CABLE PDU-SCU | Cable | 2
Ericsson | RPM777193/01500 |  | Un-Used | Cable: Power Cable for RBS6201 | Cell Site | 52
Ericsson | RPM777193/02000 |  | Un-Used | CABLE WITH CONNECTOR/DC POWER CABLE | Cable | 20
Ericsson | RPM777211/00900 |  | Un-Used | Cable: Signal Cable RBS6201 | Cell Site | 2
Ericsson | RPM777211/00900 |  | Used | Cable: Signal Cable RBS6201 | Cell Site | 2
Ericsson | RPM777263/00650 |  | Un-Used | Cable: Signal Cable | Cable | 38
Ericsson | RPM777263/01000 |  | Un-Used | Signal cable | Cable | 4
Ericsson | RPM777274/01000 |  | Un-Used | Cable: Signal Cable, IDL2 | Cable | 70
Ericsson | RPM777279/00650 |  | Un-Used | Cable: Signal Cable | Cable | 2
Ericsson | RPM777291/02000 |  | Un-Used | Cable: Earth cable 2M | Cable | 100
Ericsson | RPM777291/02000 |  | Used | Cable: Earth cable 2M | Cable | 8
Ericsson | RPMR10210/1 |  | Un-Used | RS2 RJ45 to RJ45 Cable, MW to Router CAT6 cable shielded withRJ45 standard 568-B pin out – 5ft long | Cable | 3
Ericsson | RPT899271/1 |  | Un-Used | 1/4" N CONN (m) | Ancillary | 7
Ericsson | RYS110243/1 | DRC6AC0 | Used | Mini-Link Smart Card Unit | Microwave | 6
Ericsson | RYT921609/1 |  | New | Module: MICROCIRCUIT/SFP GB-TX RJ45 Ethernet | Cell Site | 4
Ericsson | SDF111264/1 |  | Un-Used | Solar Shield Front for RRUS11 | Cell Site | 21
Ericsson | SDF111275/1 |  | Used | Solar Shield Back for KRC1612762 | Cell Site | 6
Ericsson | SXA1342193/2 |  | Un-Used | DUMMY UNIT: 31mm Dummy board (Plastic) | Cell Site | 510
Ericsson | SXK1072869 |  | Un-Used | RRU Pole Single Mounting Bracket | Cell Site | 3
Ericsson | SXK1091931/1 |  | Un-Used | Assembled Parts GPS | Cell Site | 21
Ericsson | SXK1091973/2 |  | Un-Used | Dual ERS Bracket Assembly | Ancillary | 5
Ericsson | SXK1098604/1 |  | Un-Used | FRU Subrack | Ancillary | 4
Ericsson | SXK1099972/1 |  | Un-Used | Panel: Coax Bracket Kit | Cell Site | 54
Ericsson | SXK1250819 |  | Used | Front Cover | Cell Site | 4
Ericsson | SXK1251457/1 |  | Used | Bracket for SCU | Ancillary | 25
Ericsson | TFL90117/19 |  | Used | Cable: 2x10mm2 (8AWG) 600V 90C UL 10m coil | Cable | 1
Ericsson | TRU-Omni-S727 |  | Used | V-Pol Omni Antenna 698-2700 Mhz | DAS | 1
Ericsson | TSR491608/8000 |  | Used | Signal Cable, 8000mm Length | Cable | 5
Ericsson | TSR67307/1 |  | Un-Used | Signal Cable | Cable | 2
Ericsson | TSR67310/1 |  | Un-Used | DC CABLE -48V | Cable | 1
Ericsson | TSR951357/1500 |  | Un-Used | Connection Cable. LMR195 | Cable | 1
Ericsson | UKL40163/83 |  | Used | RAU2-X-23/83 Mini-Link | Microwave | 1
Ericsson | UKL40194/21 |  | Used | MINI-LINK RAU2 X 11/21 | Microwave | 1
Ericsson | UKL40194/23HP |  | Used | RAU - Radio Unit, MINI-LINK | Microwave | 2
Ericsson | UKL40194/23-R3A |  | Used | REMOTE ALARM UNIT TYPE 3R ENCLOSURE Release R3A | Microwave | 1
Ericsson | UKL40194/25-R4A |  | Used | RAU - Radio Unit Remote Alarm Unit MINI-LINK TN Outdoor Unit TYPE 3R Enclose. Release R4A | Microwave | 1
Ericsson | UKL40194/26 |  | Used | RAU- Radio Unit. Remote Alarm Unit MINI-LINK | Microwave | 3
Ericsson | X7CAP-FRO-124-0 |  | Un-Used | 698-896/1710-2170 Dual Band Xpol H-Beam | DAS | 1
Ericsson | X7CAPFRO12400-I |  | Un-Used | 698-896/1710-2170 Dual Band Xpol H-Beam | DAS | 1
Ericsson | ZHY60114/1 |  | New | Module: Supervision Unit/XALM | Cell Site | 1
Ericsson | ZHY60117/1 |  | Used | SAU 01 01 Supervisory Unit for RBS6101/6102 | Cell Site | 1
Exalt | 200531-007 |  | Used | 5GHz tri-band IDU, 4T1/E1+ 10/100; 100Mbps, sw upgradeable to 16T1/E1+ 10/100; 200Mbps | Microwave | 1
Exalt | A201348 |  | Used | Spare DC PoE injector, Single Terminal, EX-R SERIES GIGE ONLY | Microwave | 1
Exalt | E240001 |  | Used | 2.4GHz IDU, 4xT1/1 + 10/100; 100Mbps; 1 Terminal with AC Adapter | Microwave | 9
Exalt | E500501 |  | Used | 5GHz Tri-Band IDU, (5.25-5.35GHz/5.4-5.725GHz/5.725-5.850GHz), 0xDS3+4xT1/E1 +10/100BaseT expandable to 1xDS3 + 4-16xT1/E1+ | Microwave | 1
Exalt | EX-2.4i-16 |  | Used | 2.4i 200Mbps + 4-16xT1/E1 Expandable Wireless Backhaul Microwave Radio | Microwave | 1
Exide Technologies | GSCR-130-S-025-FE |  | Used | 120VDC Output Single Phase Float Battery Charger | Power | 1
Extreme | 10070H |  | Un-Used | SFP Module 10/100/1000 Base-T | Data | 4
Extreme | 800125-00-04 |  | Used | Summit 400-48t, 48 10/100/1000BASE-T, 4 mini-GBIC Ethernet Switch | Data | 1
Extreme | 800125-00-05 |  | Used | Summit 400-48t, 48 10/100/1000BASE-T, 4 mini-GBIC Ethernet Switch | Data | 1
Extreme | 800125-00-06 |  | Used | Summit 400-48t, 48 10/100/1000BASE-T, 4 mini-GBIC Ethernet Switch | Data | 2
Figaro USA | SR-4 |  | New | Durable socket for 800-series sensors | Ancillary | 4
Flash Technologies | 11000014592 |  | Used | 3611-4 IR FASH CONTROLLER A0 DB | Ancillary | 2
Flash Technologies | 11000015453 |  | Used | 3611-5 IR FASH CONTROLLER A0 DB | Ancillary | 4
Flexo Pet | X7CAP-FRO-124-00-I-N |  | Used | Antenna | DAS | 2
Fluke | 1289237 |  | Used | 635A Lithium Battery | T and M | 1
Force | CPCI-745 |  | Used | CompactPCI SBC Module with 40GB HDD | Data | 1
Fujitsu | FC9511FAN2-02 | SNPQCBK5AA | Used | FLASH-192 FAN | Transport | 6
Fujitsu | FC9520AF21-03 | SNP850SCAA | Used | FLASHWAVE 4300 ATM Switch FabricÿCard | Transport | 1
Fujitsu | FC9520AHB1-05 | SOCUEDDAAA | Used | FLASHWAVE 4300 Switching Unit HSA6-AHB1ÿ | Transport | 1
Fujitsu | FC9520AHB1-06 | SOCUEDLAAA | Used | FLASHWAVE 4300 Switching Unit HSA6-AHB1ÿ | Transport | 2
Fujitsu | FC9520AP21-03 | SNP860SCAA | Used | FLASHWAVE 4300 ATM Processor Unit | Transport | 2
Fujitsu | FC9520C2B1-04 | SNI42PTBAA | Used | FLASHWAVE 4300 OC12, SR 1310nm, SC, Interface Unit IFA6-C2B1 | Transport | 8
Fujitsu | FC9520C3B1-03 | SN14CZTBAB | Used | FLASHWAVE 4300 OC-3, SR 1310nm, SC, Interface Unit IFA6-C3B1 | Transport | 1
Fujitsu | FC9520C3B1-04 | SNI4YPTBAA | Used | FLASHWAVE 4300 OC-3, SR 1310nm, SC, Interface Unit IFA6-C3B1 | Transport | 1
Fujitsu | FC9520C3B3-01 | SNI5M8SFAA | Used | FLASHWAVE 4300 OC-3, SR 1310nm, LC, Interface Unit IFA6-C3B1 | Transport | 6
Fujitsu | FC9520C3B3-02 | SNI5M8SFAB | Used | FLASHWAVE 4300 OC-3, SR 1310nm, LC, Interface Unit IFA6-C3B1 | Transport | 4
Fujitsu | FC9520C3E3-I03:I04 | SOUIABV | Used | FLM-600 OC-3 Interface Unit | Transport | 2
Fujitsu | FC9520C8G1-01 | SN54H4MCAA | Used | FLASHWAVE 4300 OC-48, SR, Interface Unit | Transport | 2
Fujitsu | FC9520CPU1-07 | SOCUX0DAAA | Used | FLASHWAVE 4300 Main Shelf Processor MPA6-CPU1 | Transport | 1
Fujitsu | FC9520CPU1-11 |  | Used | FLASHWAVE 4300 Main Shelf Processor MPA6-CPU1 | Transport | 1
Fujitsu | FC9520CPU1-12 | SOCU60ZAAB | Used | FLASHWAVE 4300 Main Shelf Processor MPA6-CPU1 | Transport | 1
Fujitsu | FC9520D3U1-05 | SNI45E0BAA | Used | FLASHWAVE 4300 DS3/EC1 Interface Card IFA6-D3U1 | Transport | 4
Fujitsu | FC9520D3U1-07 | SNI45EOBAC | Used | FLASHWAVE 4300 DS3/EC1 Interface Card IFA6-D3U1 | Transport | 2
Fujitsu | FC9520FAN2-01 | SNPQCM25AB | Used | FLASHWAVE 4300 FAN | Transport | 6
Fujitsu | FC9520FP11 | SNPQCN55AB | Used | FLASHWAVE 4300 FILLER PANEL | Transport | 4
Fujitsu | FC9520FP11-02 | SNPQCN55AA | Used | FLASHWAVE 4300 FILLER PANEL | Transport | 4
Fujitsu | FC9520FP21-01 | SNPQCN75AB | Used | FLASHWAVE 4300 FILLER PANEL | Transport | 2
Fujitsu | FC9520FP21-02 | SNPQCN75AA | Used | FLASHWAVE 4300 FILLER PANEL | Transport | 8
Fujitsu | FC9520MEM1-09 | SOCUYEDAAA | Used | FLASHWAVE 4300 DCC Processor Unit, DCA6-MEM1 | Transport | 1
Fujitsu | FC9520MEM1-12 | SOCU7EZAAA | Used | FLASHWAVE 4300 DCC Processor Unit, DCA6-MEM1 | Transport | 2
Fujitsu | FC9520SF21-01 | SNP8Z40CAA | Used | FLASHWAVE 4300 Enhanced Switch Fabric SFA6-SF21ÿ | Transport | 6
Fujitsu | FC9520ST31-08 | SN4PAAAAAC | Used | FLASHWAVE 4300 Sync Card, TCA6-ST31 | Transport | 1
Fujitsu | FC9520TMX1-01 | SOCMBCCBAA | Used | FLASHWAVE 4300 TRMXR DS1/3, IFA6-TMX1 | Transport | 4
Fujitsu | FC9520VF12-01 | SNP8250CAA | Used | FLASHWAVE 4300 Enhanced Switch Fabric Card, VFA6-VF12 | Transport | 6
Fujitsu | FC9580C8B1-02 | SN48L0WAAA | Used | FLASHWAVE 4500 OC-48, Interface Card CARD IFA2-C8B1 | Transport | 2
Fujitsu | FC9580CPU1-02 | SOCUAA0AAB | Used | FLASHWAVE 4500 Main Shelf Processor MPA2-CPU1 | Transport | 1
Fujitsu | FC9580CPU2-04 | SOCUAAUAAB | Used | FLASHWAVE 4500 Enhanced Main Shelf Processor MPA2-CPU2 | Transport | 3
Fujitsu | FC9580D3S1-05 | SNI7BBBAAB | Used | FLASHWAVE 4500 8-PORT DS3/EC1 Interface Unit IFA2-D3S1 | Transport | 7
Fujitsu | FC9580DCC1-01 | S0CUBA0AAA | Used | FLASHWAVE 4500 Data Communications Processor DCA2-DCC1 | Transport | 1
Fujitsu | FC9580DCC2-04 | SOUCAACBAD | Used | FLASHWAVE 4500 Data Communications Processor DCA2-DCC2 | Transport | 3
Fujitsu | FC9580DSW1-02 | SNP8890CAB | Used | FLASHWAVE 4500 DS3/EC1 Switch Fabric Card, ISA2-DSW1 | Transport | 1
Fujitsu | FC9580FAN1-01 | SNPYADRBAA | Used | FLASHWAVE 4500 Fan Unit | Transport | 3
Fujitsu | FC9580FAN1-04 | SNPQCUG5AB | Used | FLASHWAVE 4500 Fan Unit | Transport | 8
Fujitsu | FC9580FP11-01 | SNPQCN35AA | Used | Filler Panel | Transport | 3
Fujitsu | FC9580FP11-02 | SNPQCN35AB | Used | Filler Panel | Transport | 1
Fujitsu | FC9580FP11-03 |  | Used | FW4500 FILLER PANEL | Transport | 2
Fujitsu | FC9580FP21-01 | SNPQCN45AA | Used | Filler Panel | Transport | 7
Fujitsu | FC9580FP21-02 | SNPQCN45AB | Used | Filler Panel | Transport | 11
Fujitsu | FC9580FP21-03 | SNPQCN45AC | Used | Filler Panel | Transport | 1
Fujitsu | FC9580HUB3 | SOUCAEC | Used | FW4500 LDCC/SDCC HUB UNIT | Transport | 1
Fujitsu | FC9580HUB3-01 |  | Used | FLASHWAVE 4500 Overhead Processor HEA2-HUB3 | Transport | 3
Fujitsu | FC9580L2C5-02 | SN12ALEAAB | Used | FLASHWAVE 4500 OC-12 LR 1310nm Interface Card IFA2-L2C5 | Transport | 4
Fujitsu | FC9580L3F5 | SN03AJMAAA | Used | FLASHWAVE 4500 OC-3, Interface Card IFA2-L3F5 | Transport | 1
Fujitsu | FC9580MRC1-I01 | SOUIA37CAA | Used | Flashwave 4500 12Port OC-N MLTRT Interface | Transport | 2
Fujitsu | FC9580SF11-03 | SNP8880CAC | Used | FLASHWAVE 4500 STS Switch Fabric SFA2-SF11 | Transport | 2
Fujitsu | FC9580ST31-03 | SOCUDCVAAA | Used | FLASHWAVE 4500 Timing Unit, TCA2-ST31 | Transport | 1
Fujitsu | FC9580ST31-10 | SOCUDCVAAH | Used | FLASHWAVE 4500 Timing Unit, TCA2-ST31 | Transport | 1
Fujitsu | FC9580ST41-01 |  | Used | FLASHWAVE 4500 Timing Unit, TCA2-ST41 | Transport | 2
Fujitsu | FC9580TMX1-01 | SOUIAJ6CAA | Used | FLASHWAVE 4500 TRMXR DS1/3, IFA2-TMX1 | Transport | 5
Fujitsu | FC9580VF11-I04 |  | Used | Flashwave 4500 VT Switch Fabric | Transport | 14
Fujitsu | FC9607AWA1-02 | SNPQALX5AB | Used | FLM-2400 Alarm and Orderwire Unit AW2H-A1 | Transport | 2
Fujitsu | FC9607HMC1-02 | SNPQBY75AB | Used | FLM-2400 High Speed Muldem, HM2H-C1 | Transport | 2
Fujitsu | FC9607HMC1-03 | SNPQBY75AC | Used | FLM-2400 High Speed Muldem, HM2H-C1 | Transport | 2
Fujitsu | FC9607HRL6-06 | SNPQBYG5AA | Used | FLM-2400 High Speed Receive Unit, HR2H-L1BC | Transport | 1
Fujitsu | FC9607HSU1-01 | SNCPSS0 | Used | FLM-2400 High Speed Switch Unit | Transport | 2
Fujitsu | FC9607HTL5:I12 | SNPQBYA5AF | Used | FLM-2400 HS XMT LG RCH | Transport | 3
Fujitsu | FC9607HTL6-08 | SNPQBYB5AA˜ | Used | FLM-2400 HS OC-48 SC, LR, Transmitter, 1310nm, HT2H-L1BC | Transport | 1
Fujitsu | FC9607HTL6-12 | SNPQBYB5AE˜ | Used | FLM-2400 HS OC-48 SC, LR, Transmitter, 1310nm, HT2H-L1BC | Transport | 1
Fujitsu | FC9607HTL6-13 | SNPQBYB5AF | Used | FLM-2400 HS OC-48 SC, LR, Transmitter, 1310nm, HT2H-L1BC | Transport | 2
Fujitsu | FC9607MPD1-05 | SNPQB9F5AA˜ | Used | FLM-2400 HS SWDL Processor MP2H-DL | Transport | 1
Fujitsu | FC9607MPD1-06 | SNPQB9F5AB | Used | FLM-2400 HS SWDL Processor MP2H-DL | Transport | 1
Fujitsu | FC9607PWH1-02 | SNPQBRF5AA | Used | FLM-2400 HS Power Unit, PW2H-HSÿ | Transport | 2
Fujitsu | FC9607SVD1-07 | SNPQB9K5AA | Used | FLM-2400 HS Supervisory, SV2H-DL | Transport | 2
Fujitsu | FC9608HCM1-04 | SNPQA5E5AB | Used | FLM-2400 HS Modem, HC2T-MDL | Transport | 8
Fujitsu | FC9608HSD3 | SNPQALA5AA | Used | FLM-2400 HS DS3 Switch Unit, HS2T-D3 | Transport | 2
Fujitsu | FC9608MD33-02 | SNPQA9D5AB | Used | FLM-2400 MS DS3 Interface Unit, MC6A-D3E2 | Transport | 20
Fujitsu | FC9608MPD2-05 | SNPQB9H5AA˜ | Used | FLM-2400 HD Processor MP2T-DL | Transport | 2
Fujitsu | FC9608MSD3-01 | SNPQALB5AA | Used | FLM-2400 MS DS3 Switch Unit, MS2T-D31 | Transport | 6
Fujitsu | FC9608PW11-02 | SNPQA795AB | Used | FLM-2400 Trib Power Unit, PW1A-TRIBÿ | Transport | 1
Fujitsu | FC9608PW11-03 | SNPQA795AC | Used | FLM-2400 Trib Power Unit, PW1A-TRIBÿ | Transport | 3
Fujitsu | FC9612AWB1-02 | SNPQADA5AB | Used | FLM-150 Alarm Orderwire Basic Unit Circuit Board, AW1A-BSC | Transport | 6
Fujitsu | FC9612ECD2-02 | SNC2V1KCAA | Used | FLM-150 Embedded Operations Channel Processor, EC1A-DL2 | Transport | 1
Fujitsu | FC9612ECD2-03 | SNC2V1MCAA | Used | FLM-150 Embedded Operations Channel Processor, EC1A-DL2 | Transport | 1
Fujitsu | FC9612HCS1-03 | SNC1J3E2AC | Used | FLM-150 High Speed Channel Unit, HC1A-3SC1 | Transport | 2
Fujitsu | FC9612HST1-04 | SNCLR402AD | Used | FLM-150 OC3 High Speed Channel Unit, HC1A-STS1 | Transport | 10
Fujitsu | FC9612LC61-03 | SNCU9V01AA | Used | FLM-150 Low Speed Channel Unit, LC1A-F6C1 | Transport | 11
Fujitsu | FC9612LD11-04 | SNCLPV42AB | Used | FLM-150 Low Speed Channel Unit, LC1A-D1 | Transport | 2
Fujitsu | FC9612LD11-05 | SNCLPV42AC | Used | FLM-150 Low Speed Channel Unit, LC1A-D1 | Transport | 1
Fujitsu | FC9612LD11-07 | SNCLPV42AE | Used | FLM-150 Low Speed Channel Unit, LC1A-D1 | Transport | 97
Fujitsu | FC9612LDE2-04 | SNPQBSN5AA | Used | FLM-150 Enhanced Low Speed Channel Unit, LC1A-D1E2 | Transport | 1
Fujitsu | FC9612LSD1-03 | SNCLNU92AA | Used | FLM-150 Low Speed Switch, LS1A-D1 | Transport | 2
Fujitsu | FC9612LSD1-04 | SNP5JMSCAA | Used | FLM-150 Low Speed Switch, LS1A-D1 | Transport | 14
Fujitsu | FC9612MDM1-02 | SNCLLS42AA | Used | FLM-150 Inter Speed Channel Card, MC1A-MDM1 | Transport | 30
Fujitsu | FC9612MDM1-I02-I04 | SNCLLS4 | Used | FLM-150 INTER SPD CHAN | Transport | 23
Fujitsu | FC9612MPD1-04 | SNPQBS65AC | Used | FLM-150 ADL Microprocessor | Transport | 8
Fujitsu | FC9612MST1-02 | SNCLS402AB | Used | FLM-150 Middle Speed Channel Card | Transport | 2
Fujitsu | FC9612PW11-05 | SNPQACW5AF˜ | Used | FLM-150 POWER UNIT PW1A | Transport | 4
Fujitsu | FC9612PW11-07 | SNPQACW5AH | Used | FLM-150 POWER UNIT PW1A | Transport | 8
Fujitsu | FC9612SAM1-03 | SNPQAN55AA | Used | FLM-150 high speed Switch, HS1A-AD1 | Transport | 2
Fujitsu | FC9612SVD1-03 | SNPQBDE5AB | Used | FLM-150 Supervisory Card X.25/TL1, SV1A-TDL1 | Transport | 1
Fujitsu | FC9612SVD1-06 | SNPQBS75AC | Used | FLM-150 Supervisory Card X.25/TL1, SV1A-TDL1 | Transport | 4
Fujitsu | FC9612TSB1-03 | SNPQAUH5AB | Used | FLM-150 TIME SLOT ASSIGNMENT, TS1A | Transport | 4
Fujitsu | FC9612TSE1-02 | SNPQA7U5AB | Used | FLM-150 PLUS TIMING SL , TS1A-ENH | Transport | 2
Fujitsu | FC9612TSE2-03 | SNC4K5JAAB | Used | FLM-150 ADM Timing SLT, TS1A-ENH2 | Transport | 6
Fujitsu | FC9616AWB1-02 | SNPQADH5AB | Used | FLM-600 Alarm/Orderwire Unit, AW6A-BSC | Transport | 2
Fujitsu | FC9616AWE1-01 | SNPQADJ5AA | Used | FLM-600 Alarm/Orderwire Unit, AW6A-ENH | Transport | 2
Fujitsu | FC9616AWE1-02 | SNPQADJ5AB | Used | FLM-600 Alarm/Orderwire Unit, AW6A-ENH | Transport | 2
Fujitsu | FC9616ECD1-03 | SNPQBTA5AB | Used | FLM-600 Embedded Operation Channel Processor, EC6A-DL1 | Transport | 5
Fujitsu | FC9616MDA1-01 | SNC1GP02AA | Used | FLM-600 Middle Speed DS3 Channel Unit | Transport | 2
Fujitsu | FC9616MPG2-05 | SNPQB9J5AA | Used | FLM-2400 Microprocessor TL1 Cardÿ | Transport | 4
Fujitsu | FC9616MS62-02 | SNPQB2X5AA | Used | FLM-600 MS Optical Switch Card, MS6A-OPT | Transport | 7
Fujitsu | FC9616MS62-03 | SNPQB2X5AB | Used | FLM-600 MS Optical Switch Card, MS6A-OPT | Transport | 1
Fujitsu | FC9616PW61-03 | SNPQADE5AC | Used | FLM-600 Power Card | Transport | 1
Fujitsu | FC9616PW61-04 | SNPQADE5AD | Used | FLM-600 Power Card | Transport | 11
Fujitsu | FC9616SAM2-03 | SNPQB2V5AA | Used | FLM-600 HS Switch 2, HS6A-AD2 | Transport | 10
Fujitsu | FC9616SRC1-02 | SNC5V6DGAA | Used | FLM-600 OC-3, SR, ADM Module, MC6A-31CS | Transport | 1
Fujitsu | FC9616SRC1-03 | SNCBKZWAAA | Used | FLM-600 OC-3, SR, ADM Module, MC6A-31CS | Transport | 6
Fujitsu | FC9616SRC1-04 | SNCBKZWAAB | Used | FLM-600 OC-3, SR, ADM Module, MC6A-31CS | Transport | 7
Fujitsu | FC9616SRC1-05 | SNCBKZWAAC | Used | FLM-600 OC-3, SR, ADM Module, MC6A-31CS | Transport | 2
Fujitsu | FC9616ST15-01 | SNC4J6DAAA | Used | FLM-600 Middle Speed Interface Unit , MC6A-ST1P | Transport | 2
Fujitsu | FC9616SVD1-07 | SNPQBS95AC | Used | FLM-600 X.25/TL1 INTERFACE SV6A-TDL | Transport | 3
Fujitsu | FC9616TCA1-01 | SNPWADL5AA | Used | FLM-600 Timing Control Module | Transport | 4
Fujitsu | FC9616TCA1-02 | SNPQADL5AB | Used | FLM-600 Timing Control Module | Transport | 2
Fujitsu | FC9616TCE1 | SNPQA7T5AA | Used | FLM-150 Timing Control Module | Transport | 14
Fujitsu | FC9681C2C1-I05:I09 | SBH2CCA | Used | FLASHWAVE 4100 FW4100 OC-12 LN UNIT | Transport | 1
Fujitsu | FC9681C3A1-03 | SBH1DCLBAB | Used | FLASHWAVE 4100 OC-3 Line Unit, LUA1-C3A1 | Transport | 7
Fujitsu | FC9681C3B1-03 | SBHSGH2EAB | Used | FLASHWAVE 4100 OC-3 Line Unit, IR, SC, LUA1-C3B1 | Transport | 8
Fujitsu | FC9681C3B1-04 | SBH1DC1BAA | Used | FLASHWAVE 4100 OC-3 Line Unit, IR, SC, LUA1-C3B1 | Transport | 1
Fujitsu | FC9681C3B1-08 | SBH2GCSAAC | Used | FLASHWAVE 4100 OC-3 Line Unit, IR, SC, LUA1-C3B1 | Transport | 1
Fujitsu | FC9681CPU2 |  | Used | Card: FW4100 MGMT/CONT ENHNC | Transport | 11
Fujitsu | FC9681CPU2-02 | SBCTKN2DAA | Used | FLASHWAVE 4100 ManagementT/Control Enhanced Module | Transport | 1
Fujitsu | FC9681CPU2-03 | SBCTKN2DAB | Used | FLASHWAVE 4100 ManagementT/Control Enhanced Module | Transport | 4
Fujitsu | FC9681CPU2-08 | SBCTKY8DAB | Used | FLASHWAVE 4100 ManagementT/Control Enhanced Module | Transport | 1
Fujitsu | FC9681CPU2-09 | SBCTKY8DAC | Used | FLASHWAVE 4100 ManagementT/Control Enhanced Module | Transport | 7
Fujitsu | FC9681CPU2-I09 |  | Used | Flashwave 4100 MGMT/CONT ENHNC | Transport | 3
Fujitsu | FC9681D1V1 |  | Used | 150ADX VT-MAP SER UN | Transport | 31
Fujitsu | FC9681D1V1-02 | SBC2VWGDAA | Used | 150ADX VT-MAP SER UN | Transport | 96
Fujitsu | FC9681D1V1-05 | SBC2VWGDAD | Used | 150ADX VT-MAP SER UN | Transport | 12
Fujitsu | FC9681D1V1-I05 |  | Used | Flashwave 4100˜VT-MAPPER Service Unit | Transport | 13
Fujitsu | FC9681FIL3 |  | Used | Flashwave 4100 Blank Fiber Clip |  | 6
Fujitsu | FC9681L2X3 |  | Used | Flashwave 4100 LUA1-L2X3 OC-12 SFP-Base Enhanced Line Unit | Transport | 27
Fujitsu | FC9681L2X3-01 | SBH2MVHAAA | Used | FLASHWAVE 4100 Enhanced OC-12 Line Unit, LUA1-L2X3 | Transport | 8
Fujitsu | FC9681L2X3-I01 |  | Used | Flashwave 4100 LUA1-L2X3 OC-12 SFP-Base Enhanced Line Unit | Transport | 5
Fujitsu | FC9681L3X1-I01 |  | Used | Flashwave 4100 LUA1-L3X1 | Transport | 1
Fujitsu | FC9681LSB1-I06 |  | Used | Flashwave 4100 STM OC3 Service Unit | Transport | 7
Fujitsu | FC9681LSX5 |  | Used | OC-3 4 Port STM SU (LC-SFP-SR, LR-1, LR-2) | Transport | 13
Fujitsu | FC9681LSX5-01 | SBH2NWHAAA | Used | FLASHWAVE 4100 4-PORT OC-3 Line Card Enhanced, IFA1-LSX5 | Transport | 6
Fujitsu | FC9681LSX5-03 | SBH2NWHAAC˜ | Used | FLASHWAVE 4100 4-PORT OC-3 Line Card Enhanced, IFA1-LSX5 | Transport | 2
Fujitsu | FC9681SFL1-105 |  | Used | Flashwave 4100 15 Slot Large Chassis |  | 2
Fujitsu | FC9681SFL1-I04 |  | Used | Flashwave 4100˜LARGE Chassis | Transport | 6
Fujitsu | FC9681STE1-04 | SBH1JU0BAD | Used | FLASHWAVE 4100 4-PORT 10/100 BASE-T Ethernet Unit, IFA1-STE1 | Transport | 4
Fujitsu | FC9684NSA1-I04 |  | Used | NEMI CONTR FLASHWAVE 7420 | Transport | 1
Galtronics | 12AVR100ET |  | Used | Used Battery | DAS | 29
Galtronics | 8601000 |  | Un-Used | SPARE/REPLACEMENT RTO WIRING | DAS | 4
Galtronics | 9.72E+11 |  | Used | X7CAP-FRO-124-00-I-N | DAS | 9
Galtronics | AK-610202-020-E |  | Used | Datatranfer extention cable, D-Sub9 | DAS | 2
Galtronics | CSS-R-727 |  | Un-Used | Recess Mount Antenna | DAS | 20
Galtronics | CSS-S-727 |  | Un-Used | Suface Mount Antenna | DAS | 15
Galtronics | DF6443 |  | Used | 3 way coupler | DAS | 3
Galtronics | TRU-OMNI R727 |  | Un-Used | 698-2700MHz recess mount v-pol omni antenna | DAS | 243
Galtronics | X7CAP-FRO-124-00-IP-N |  | Un-Used | Panel Antenna, 698-896/1710-2170 MHz X-Pol dual band antenna. The antenna features 0 degree electrical downtilt with 2 N Female connectors and integrated Diplexers | DAS | 8
Galtronics | XEA-165-00-IP-N |  | Un-Used | Multi-Band Panel Antenna, 698-945/1710-2170 Dual Band Xpol H-Beam Antenna | DAS | 6
Gamma Nu | 05141562-0091 |  | Used | Rail Kit | DAS | 1
Garrettcom | 05146005-6501 |  | Used | UPS | DAS | 3
GE Digital Energy - MDS | 02-4253A02 |  | Used | 9790 24-48 VDC Power Supply, Does not include the Green Power Plug | Microwave | 1
GE Digital Energy - MDS | 03-1143A14 |  | Used | 9790 AC Power Supply | Microwave | 1
GE Digital Energy - MDS | 03-3509A01 |  | Used | 9790 24VDC Power Supply | Microwave | 2
GE Digital Energy - MDS | 03-3509A03 |  | Used | 9790 48VDC Power Supply with green Plug which make is a kit non-kit) P# 02-4253A02 | Microwave | 5
GE Digital Energy - MDS | 03-3687A03 |  | Used | External Power Supply For 9790 12VDC Single | Microwave | 2
GE Digital Energy - MDS | 03-3687A04 |  | Used | External Power Supply For 9790 12VDC-15VDC Dual | Microwave | 1
GE Digital Energy - MDS | 32861C2 |  | Used | 9790A Transceiver | Microwave | 25
GE Digital Energy - MDS | 4064A01 |  | Used | 9790 Power Supply 12VDC | Microwave | 34
GE Digital Energy - MDS | 9790AR |  | Used | 9790A Redundant Transceiver | Microwave | 30
GE Digital Energy - MDS | 9790ARB3 |  | Used | 9790A Licensed Master Station Redundant with 24-48VDC Power Supply | Microwave | 10
GE Digital Energy - MDS | 9790BRB3 |  | Used | 9790B Licensed Master Station Redundant with 24-48VDC Power Supply | Microwave | 2
GE Digital Energy - MDS | iNETN9B1N1FCSONNO |  | Used | iNET 900 Remote Ethernet Bridge | Microwave | 4
GE Digital Energy - MDS | LF-6260SD9C |  | Used | SD9 Transceiver (does NOT come with flat brackets or power connector) | Microwave | 56
GE Digital Energy - MDS | MDS2310 |  | Used | 900MHz Remote Data Transceiver | Microwave | 8
GE Digital Energy - MDS | MDS2310A |  | Used | 900MHz Remote Data Transceiver | Microwave | 10
GE Digital Energy - MDS | MDS960A |  | Used | 960A Microwave Radio 960MHz Licensed 100khz Channel b / w 100KF9W | Microwave | 2
GE Digital Energy - MDS | MDS-9710A |  | Used | 800-960 MHz DSP Remote Radio Transceiver, 5W Output, 12.5 kHz RF Channel, Audio through 9.6 kbs data rate ("A" denotes newer "Digital" model firmware) | Microwave | 44
GE Digital Energy - MDS | MDS-9710B |  | Used | 800-960 MHz DSP Remote Radio Transceiver, 5W Output, 12.5 kHz RF Channel, Audio through 9.6 kbs data rate ("B" denotes older "Analog" model firmware | Microwave | 7
GE Digital Energy - MDS | MDS-9790-CHASSIS |  | Used | 9790 Chassis | Microwave | 23
GE Digital Energy - MDS | MXCT4G5NW51N1S1F1SUNN |  | Used | Orbit MCR | Microwave | 2
GE Digital Energy - MDS | PL19D416725G4 |  | Used | Remote Keying Controller Shelf | Ancillary | 1
General Electric | 035-86430-95 |  | Used | JMUX CBW/SPE Cable (20 in), Twisted Pair w/OC-48 | Transport | 45
General Electric | 035-86430-96 |  | Used | JMUX CBW/SPE Cable, (46"), Twisted Pair w/OC-12 | Transport | 28
General Electric | 302888-02 |  | Used | Cable | Cable | 6
General Electric | 86433-03 |  | Used | Junglemux OC-1 | Transport | 9
General Electric | 86434-02 |  | Used | JMUX Service Unit | Transport | 19
General Electric | B86434-02 |  | Used | JMUX Service Unit | Transport | 18
General Electric | NE075DC24A |  | Used | Power Unit 24V Converter, CC109142881 | Power | 1
General Electric | QS864ATEZ |  | Used | Rectifier Module 25 A 2U 165 to 275 V 85 to 150 V 1362 | Power | 1
Generic | 02108261-04772 |  | Used |  | DAS | 2
Generic | 02108269-04935U |  | Used | 698-6000MHz Indoor Omni Ceiling Mount Antenna | DAS | 2
Generic | 02108269-04935U |  | Un-Used | Pear Omni Antenna | DAS | 1
Generic | 02121261-04936U |  | Used | Dule Polarization MIMO In-Building Antenna | DAS | 5
Generic | 02121261-05542U |  | Used | MIMO iDAS OMNI Antennas [698-2700 MHz]. With pigtail | DAS | 1
Generic | 02121261-05606U |  | Used | PEAR S5606I OMNI ULTRA FLAT ANTENNA 698-2700MHZ 1X N-TYPE (F) | DAS | 1
Generic | 02121269-04935T |  | Un-Used | 698-6000MHz Indoor Omni Ceiling Mount | DAS | 4
Generic | 04119261-05631-1 |  | Un-Used | EXTENT D5501I 30/60 NARRW BM DIRECT ANTENNA 2X DIN 7/16 (F)CONN PIM POL/WLL MNT | DAS | 4
Generic | 04119261-05777-1 |  | Used | EXTENT D5777i with 2x 7/16 DIN (F) connectors | DAS | 5
Generic | 05146008-5501 |  | Used |  | DAS | 1
Generic | 05146074-6591 |  | Used | UPS | DAS | 3
Generic | 05146726-5591 |  | Used | Rail Kit | DAS | 3
Generic | 05146755B |  | Used | 2-Post UPS Rail Kit | DAS | 3
Generic | 05146758B |  | Used | 4-Post UPS Rail Kit | DAS | 1
Generic | 0J-0P2612FB |  | Used |  | DAS | 1
Generic | 1001896 |  | Used | Metal Box | DAS | 4
Generic | 100606-000028-00/601463 |  | Used | CABLES | DAS | 9
Generic | 1009-0632-402 |  | Used | BRSAWS360Q-698/1710-2/9-T0-D G | DAS | 1
Generic | 101602 |  | Used | 25 AMP BREAKERS | DAS | 14
Generic | 101602 |  | Un-Used | 25 AMP BREAKERS | DAS | 21
Generic | 103006460-6591 |  | Used |  | DAS | 2
Generic | 10PORTRFADAPTERBRACKET |  | Used | POWER SUPPLY | DAS | 4
Generic | 10-T-MN |  | Used |  | DAS | 2
Generic | 10X8-02205 |  | Used | CABLES | DAS | 4
Generic | 11359-719 |  | Used |  | DAS | 2
Generic | 11421-112 |  | Un-Used | 12 Inch Gray Wall Angle Bracket | DAS | 2
Generic | 116750222-001 |  | Used | ConnectUPS-BD Web/SNMP Card | DAS | 6
Generic | 116750222-001 |  | Un-Used | ConnectUPS-BD Web/SNMP Card | DAS | 9
Generic | 15542ZAPD-1 |  | Used | MINI CIRCUITS | DAS | 2
Generic | 15542ZN3PD-900 |  | Used | MINI CIRCUITS | DAS | 4
Generic | 172371 |  | Used |  | DAS | 7
Generic | 180B018_000 |  | Un-Used | Generic 50 INCH SHROUD INCLUDES POLE | DAS | 2
Generic | 180B050-000 |  | Used | Low PMI Shelf Kit | DAS | 24
Generic | 18188SC |  | Used | Metal Box | DAS | 7
Generic | 1MMSCASCA2.020FT |  | Un-Used | Fiber Cable | DAS | 7
Generic | 2000002076 |  | Used | Enclosure | DAS | 1
Generic | 26356-1-01 |  | Used | CABLES | DAS | 1
Generic | 26356-1-02 |  | Used | CABLES | DAS | 1
Generic | 26356-1-04 |  | Used | CABLES | DAS | 1
Generic | 26356-2-01 |  | Used | CABLES | DAS | 1
Generic | 264A088303 |  | Used |  | DAS | 2
Generic | 26-8012 |  | Un-Used | N Female to N Male Right Angle | DAS | 19
Generic | 26891-2-08 |  | Used | CABLES | DAS | 1
Generic | 26893-1 |  | Used | CABLE | DAS | 12
Generic | 26934-1-07 |  | Used | CABLE | DAS | 1
Generic | 26986-1-11 |  | Used | CABLES | DAS | 1
Generic | 27096-1 |  | Used | CABLES | DAS | 29
Generic | 27096-2 |  | Used | CABLES | DAS | 2
Generic | 27096-3 |  | Used | CABLES | DAS | 4
Generic | 28026 |  | Used |  | DAS | 18
Generic | 28147-5 |  | Used | CABLES | DAS | 6
Generic | 28200-1-006 |  | Used |  | DAS | 3
Generic | 28839-1 |  | Used | 7/16 to 7/16 Cable (Various lengths) | DAS | 50
Generic | 288EUC-T4101D20 |  | Un-Used | 288 FIBER ALTOS CABLE 2.5MM BU | DAS | 6560
Generic | 28967 |  | Un-Used | N-Male to N-Male cable | DAS | 12
Generic | 312466 |  | Used | N type to N type Cable | DAS | 24
Generic | 32-2098UL |  | Un-Used | RJ-45 CAT 5 connector | DAS | 40
Generic | 324975 |  | Used | CABLES | DAS | 2
Generic | 34-1977-03 |  | Used | PSU 48V/0.38A 50/60HZ External Power Supply for Aironet 1100 1200 1300 Series | Power | 18
Generic | 34-1977-04 |  | Used | PSU 48V/0.38A 50/60HZ External Power Supply for Aironet 1100 1200 1300 Series | Power | 3
Generic | 34-30-34 |  | Used | 25 WATTS/ATTENUATOR | DAS | 2
Generic | 372666 |  | Used | CABLES | DAS | 88
Generic | 3HE03398ABclone |  | Un-Used | 7705SAR T1/E1 CABLE 28 AWG OPEN-ENDED 15M | Data 1 | 174
Generic | 421309 |  | Used | 800-2200 Directional Coupler | DAS | 4
Generic | 4301EB4FR025F-P |  | Used |  | DAS | 10
Generic | 4301UB4FD025F-P |  | Used |  | DAS | 22
Generic | 433-1800-0 |  | Un-Used |  | DAS | 2
Generic | 444402R5831030F |  | Used | FIBER OPTIC CABLES | DAS | 30
Generic | 503476 |  | Un-Used | CABLES | DAS | 6
Generic | 514479 |  | Used |  | DAS | 29
Generic | 515519 |  | Used |  | DAS | 18
Generic | 520-10074-00 |  | Used |  | DAS | 1
Generic | 528501 |  | Used | KIT,1 POLE BATT DISC BRKR | DAS | 1
Generic | 540158-2 |  | Used | Faceplate/ Filler Plate | DAS | 54
Generic | 541309 |  | Un-Used | Cable | DAS | 1
Generic | 545700 |  | Used | NetSure Fuse Alarm | DAS | 7
Generic | 545700 |  | Un-Used | GMT DIST PANEL 80A 1U | DAS | 1
Generic | 548213 |  | Un-Used | ASSY, BATTERY TRAY 19" | DAS | 1
Generic | 5505-190 |  | Used | POWER BOX | DAS | 1
Generic | 551117001 |  | Used |  | DAS | 2
Generic | 582136800 |  | Used | Netsure 502 48V Power system (main dist) 502NGFB, includes communications module 23" shelf | DAS | 1
Generic | 58213680090 |  | Used | TEMPERATURE SENSOR | DAS | 1
Generic | 58213680090 |  | Un-Used | TEMPERATURE SENSOR | DAS | 2
Generic | 5-A-MFN-20 |  | Used | 5 WATTS | DAS | 1
Generic | 600-20-1 |  | Used | ATTENUATOR | DAS | 5
Generic | 603-10-1 |  | Un-Used |  | DAS | 8
Generic | 62-33-03 |  | Used | Heavy Duty Mounting Bracket For EXTENT D5777, D6399 Directional Antenna Pole Installation | DAS | 1
Generic | 6-32x1/4-FLAT-HEAD-SCREWS/100 |  | New | 6-32 x 1/4" Flat Head Socket Cap Screws, Black Oxide, Full Thread, Qty (100) Pack | Ancillary | 1
Generic | 7.29E+11 |  | Used |  | DAS | 1
Generic | 705011601 |  | Used | CABLES | DAS | 2
Generic | 705011601 |  | Un-Used | CABLES | DAS | 36
Generic | 705900003 |  | Used |  | DAS | 2
Generic | 705A021102 |  | Used | CABLE | DAS | 8
Generic | 705A021202 |  | Used | Cable | DAS | 4
Generic | 705A021202 |  | Un-Used | Cable | DAS | 1
Generic | 705A021212 |  | Used |  | DAS | 1
Generic | 705A021502 |  | Used | CABLE | DAS | 1
Generic | 705A021512 |  | Used | CABLE | DAS | 1
Generic | 705A043001 |  | Used |  | DAS | 8
Generic | 705A043011 |  | Used |  | DAS | 7
Generic | 705A043401 |  | Used | Cable | DAS | 5
Generic | 705A043401 |  | Un-Used | Cable | DAS | 12
Generic | 708A024501-REV.A02 |  | Un-Used |  | DAS | 1
Generic | 708A025601 |  | Used |  | DAS | 2
Generic | 708A027402-REV.A01 |  | Used | BOLTS | DAS | 1
Generic | 715-30-1.500 |  | Used | Coupler | DAS | 2
Generic | 715-30-1.500 |  | Un-Used | Coupler | DAS | 6
Generic | 744-A0687-XXP |  | Un-Used | EATON Replacment Battery | DAS | 1
Generic | 744-A0687-XXPU/M |  | Un-Used | EATON Replacement Battery | DAS | 4
Generic | 7581350 |  | Used | SLOT BLANKS | DAS | 4
Generic | 7583019 |  | Used | CABLE | DAS | 4
Generic | 765-6 |  | Used | TERMINATOR | DAS | 1
Generic | 802-4-1.950 |  | Used | POWER DIVIDER COMBINER | DAS | 1
Generic | 806-S-1.900-M01/R |  | Used | POWER COMBINER | DAS | 8
Generic | 9/125SMDXFC/APC-FC/APC2M |  | Used | 2 Meter Fiber cable | DAS | 4
Generic | 9/125SMDXSC/APC-FC/APC2M |  | Un-Used | Fiber Cable | DAS | 1
Generic | 900173801 |  | Used |  | DAS | 1
Generic | 91-00008 |  | Un-Used | SPN Lock Hardware Kit | DAS | 2
Generic | A46044-613 |  | Used | Server Board SCB2 SCSI Dual Socket 370 MotherBoard | Data | 3
Generic | A46044-613 |  | Used | Server Board SCB2 SCSI Dual Socket 370 MotherBoard | Data | 11
Generic | ACPOWERCORDS |  | Un-Used | CABLES | DAS | 13
Generic | AP6120 |  | New | Wi-Fi Wireless Access Points Routers | Data | 30
Generic | BK-GMT-15A-01 |  | Un-Used | GMT 15A Fuse | DAS | 117
Generic | BlueEthernetCable |  | Used | Blue Ethernet Cable | DAS | 1
Generic | BML440032/1 |  | Used | Rectifiers | DAS | 7
Generic | BOTTOMFAPCABINET |  | Un-Used | Bottom of FAP Cabinet | DAS | 1
Generic | BR7583020 |  | Un-Used | Cable | DAS | 8
Generic | BR7641676-000513 |  | Used |  | DAS | 2
Generic | C5E-BK-6-ENC |  | New | Cat5e Category 5 Enhanced 350mhz Patch Cord w/Boots - 6FT Black | Cable | 2
Generic | C5E-BL-15 |  | New | Cat5e Category 5 Enhanced 350mhz Patch Cord w/Boots - 25FT Blue | Cable | 36
Generic | CBB859/25SK-D3 |  | Used | DUPLEXER | DAS | 1
Generic | CBL-PC-6BK-C |  | New | 6 ft ,Standard 3-Prong Design, 18 AWG Wire NEMA 5-15P to IEC-320-C13 or IEC 60320 C13 | Cable | 18
Generic | CBTE-08B(GY) |  | Un-Used | 8 FT. CAT-5 CABLE (GRAY) | DAS | 2
Generic | CBTE-10B(BL) |  | Un-Used | 10 ft CAT5 PGenerich Cable | DAS | 27
Generic | CBTE-12B(RD) |  | Un-Used | 12 FT. CAT-5 CABLE (RED) | DAS | 19
Generic | CBTE-16B(YW) |  | Un-Used | 16 FT. CAT-5 CABLE (YELLOW) | DAS | 2
Generic | CD1920/60HK-B7 |  | Used |  | DAS | 1
Generic | Combiners |  | Used | Cellular Combiners | DAS | 5
Generic | ConnectUPS-BDWEB/SNMPCARD |  | Used | CARD | DAS | 2
Generic | Copper Wire AWG12 |  | Used | Spool | DAS | 50
Generic | CRG142-NS09 |  | Un-Used | Cable | DAS | 14
Generic | CS14P-SSC-48VDC |  | Used | Magnum 100Mbps Fiber Converter Switch | DAS | 1
Generic | CXTA42A-3 |  | Used | CABLE | DAS | 2
Generic | CXTA42AR-3 |  | Used | CABLE | DAS | 2
Generic | CXTA42B-1 |  | Used | CABLE | DAS | 3
Generic | CXTA42B-6 |  | Used | CABLE | DAS | 1
Generic | CXTA42B-6 |  | Un-Used | CABLE | DAS | 32
Generic | CXTA42KR-6 |  | Used | CABLE | DAS | 2
Generic | CXTK42K-18 |  | Used | CABLE | DAS | 2
Generic | DC-2531WG |  | Used | Surface Mount Mag | DAS | 80
Generic | DO11X30602P-4310 |  | Used | 698-2700 MHz Narrow Beam X-Pol Antenna, 4.3-10 Female x 2 | DAS | 5
Generic | DS2188 |  | New | MAXIM T1/CEPT Jitter Attenuator | Microwave | 10
Generic | E07-001BL |  | Un-Used |  | DAS | 2
Generic | F4PNMV2-HC |  | Un-Used | N Male Connector | DAS | 8
Generic | FACEPLATES |  | Used | FACE PLATES | DAS | 28
Generic | FOM1550 |  | Used | CARD | DAS | 3
Generic | FP4EDD13-AT |  | New | LC-LC MM 50/125 10GIG AQUA DUPLEX 2.0MM BEND INSENSITIVE PVC 1 METER | Cable | 2
Generic | FP4EDD23-AT |  | New | Fiber Patchord: LC-LC MM 50/125 10GIG AQUA DUPLEX 2.0MM BEND INSENSITIVE PVC 2 METERS | Cable | 2
Generic | FP4EDD43-AT |  | New | Cable: LC-LC MM 50/125 10GIG AQUA DUPLEX 2.0MM BEND INSENSITIVE PVC, 4 METER | Cable | 2
Generic | FSMS-7070-2 |  | Used | 2 Meter Fiber cable | DAS | 14
Generic | FSMS-7A7A-7FT |  | Un-Used | Fiber Cable | DAS | 1
Generic | FW7224POWERSOURCE |  | Used | PS293/001-0293-001 | DAS | 1
Generic | FZ-A09 |  | Used |  | DAS | 10
Generic | H4N-1.500V |  | Used | POWER COMBINER | DAS | 8
Generic | ICTD |  | Used | CABLE | DAS | 1
Generic | IE-MINIMC |  | Used | Fiber Media Converter | DAS | 2
Generic | JFS524 |  | Used |  | DAS | 1
Generic | KM-A91 |  | Used | HYBRID COMBINER BOX | DAS | 5
Generic | LC2-50-2M-ENC |  | New | LC to LC 50/125 OM2 Multimode Duplex Orange 2 Meter Fiber Cable | Cable | 1
Generic | LFMBL705A021212 |  | Used | CABLES | DAS | 1
Generic | M17/60-RG142MIL-C-1727478 |  | Used | USED CABLE | DAS | 39
Generic | N515-C13-6F-ENC |  | New | NEMA 5-15P to C13 6FT 10A 18AWG POWER CABLE | Cable | 2
Generic | NETXTENDFLEX8 |  | Un-Used | Indoor KMAT Cabinet Solution | DAS | 7
Generic | PR1XXA |  | Used | Transient Voltage Surge Suppressor 120VAC 50/60HZ 400V | Ancillary | 4
Generic | PTN1.50WH/ |  | Used | FLEXO Braided Expandable Sleeving | DAS | 400
Generic | PW9130L1500R-XL2U |  | Used | UPS | DAS | 4
Generic | PW9130N1500R-EBM2U |  | Used | UPS | DAS | 7
Generic | PW9130N3000R-EBM2U |  | Used | Powerware UPS Systems | DAS | 3
Generic | RPM77705/00600 |  | Used | CABLES | DAS | 1
Generic | RPM77705/00600 |  | Un-Used | CABLES | DAS | 4
Generic | RPM77710/00380 |  | Un-Used |  | DAS | 1
Generic | SBP4324-L2DC |  | Un-Used | Alcatel-Lucent Approved 3rd Party for PN: 3FE25772AB (7330 ISAM FTTN GBE CWDM SFP) | Data | 1
Generic | SXO-510F25ET-18.528M |  | New | TRANSKO 14P DIP, 5V HCMOS part, +/- 25ppm,-40 to +85C. | Microwave | 50
Generic | TSR67311/1 |  | Used | RS 485 Interconnection Cable | DAS | 1
Generic | W7224 |  | Used | Power Supply | DAS | 2
Generic | XC3042A-7PC84C |  | New | XILINX | Microwave | 37
GEN-T | FOP-FALCLCSM-020FT00IO |  | New | Fiber Optic Cable- 20 feet, 4.8mm ,Singlemode 2 Fiber (G657A1),LSZH black jacket with FullAXS Duplexed to Duplexed LC Connectors ,for the LC end, the breakout is 2.0mm,10cm length ,black jacket | Cell Site | 3
GPS Networking | N250120-N-L0251 |  | Un-Used | FUSE PANEL | DAS | 2
GPS Networking | NV13203 |  | Used |  | DAS | 1
Granger | 065-2795-01 |  | Used | DTL-7300, MX Channel Modem | Transport | 4
G-Wave | P2RFC-2067-120 |  | Used |  | DAS | 8
Haliplex | HPX-1600-MAP-DS3E3 |  | Used | HPX-1600 3 Port DS3/E3 Mapper, Maximum 1Per Base Unit | Transport | 7
Haliplex | HPX-BLK-1 |  | New | HPX-1600 Blanking Plate - Single Space | Transport | 21
Haliplex | HPX-IM-1620-T1 |  | New | HPX-1600 Dual port T1 | Transport | 16
Haliplex | HPX-IM-1620-T1 |  | Used | HPX-1600 Dual port T1 | Transport | 36
Haliplex | HPX-IM-1670 |  | Used | Module: Single port auto-sensing 10/100 Base-T Ethernet (n x ) | Transport | 1
Haliplex | HPX-IM-1690-SM-LC-13 |  | Used | HPX-1600 Optical Interface Module 155Mbp/s LVSF, 19dB, Single Mode, LC Connectors, 1310nm | Transport | 4
Harris | 010-110880-002 |  | Used | Constellation M12 Filler Card / M12 Standby Unit | Microwave | 52
Harris | 010-115400-001 |  | Used | Constellation Terminal Backplane | Microwave | 4
Harris | 010-115504-004 |  | Used | Constellation Repeater Chassis Includes 021-115400-002 Backplane | Microwave | 1
Harris | 021-109957 |  | Used | DVM-645 Vent Panel Assembly (Old Style) | Microwave | 1
Harris | 021-115400-001 |  | Un-Used | Constellation Terminal with Backplane | Microwave | 2
Harris | 021-115400-002 |  | Used | Constellation Terminal Backplane | Microwave | 1
Harris | 021-115430-001 |  | Used | Constellation Cable Modem 8T1 32 QAM | Microwave | 1
Harris | 021-115455-005 |  | Used | Constellation HLM (High Level MUX 28xT1 Terminal) | Microwave | 4
Harris | 021-115688-001 |  | Used | Constellation SPU Controller Card | Microwave | 2
Harris | 076-108745-001 |  | Used | DVM6 45 Low Noise Converter | Microwave | 16
Harris | 076-108826 |  | Used | Coupler 7dB | Microwave | 1
Harris | 081-110605-002 |  | Used | Constellation RF Waveguide Receive Filter 6175-6425 MHz | Microwave | 8
Harris | 081-110605-011 |  | Used | Constellation RF Waveguide Receive Filter 5850-6175 MHz | Microwave | 2
Harris | 081-115031-004 |  | Un-Used | Constellation Transmit Waveguide Filter Tuned for 6745 MHz | Microwave | 1
Harris | 081-115031-004 |  | Used | Constellation Transmit Waveguide Filter Tuned for 6745 MHz | Microwave | 1
Harris | 081-115032-004 |  | Un-Used | Constellation RF WG Filter Receive Filter (6525 - 6875 MHz) | Microwave | 1
Harris | 081-115032-005 |  | Un-Used | Constellation RF WG Filter Receive Filter (6770 to 7125 MHz) | Microwave | 2
Harris | 081-115032-014 |  | Used | Constellation Waveguide Receive Filter (6525 to 6875.00 MHz) | Microwave | 9
Harris | 086-020187-015 |  | Used | Crystal 6375.14 MHz | Microwave | 1
Harris | 094-109045-001 |  | Used | Coaxial Port, 5.8-7.125 GHz | Microwave | 1
Harris | 097-020131-096 |  | Used | DVM6-45 Modem Shelf DC to DC Converter 24/48VDC | Microwave | 1
Harris | 097-020131-147 |  | Used | DVM6-45 DC/DC Converter -21/-56 VDC (same as PN DAC4S700) | Microwave | 17
Harris | 098-020084-001 |  | Used | Fuse Kit | Power | 2
Harris | 098-115027-001 |  | Used | Constellation Hand Held Keypad | Microwave | 2
Harris | 101-019627-001 |  | Used | DVM6-45 M1-3 DC/DC Converter | Microwave | 3
Harris | 101-099435-001 |  | Used | Hand Held Keypad and Cable | Microwave | 7
Harris | 101-102725-001 |  | Used | DVM6-45 DS1 Loop Protection Shelf | Microwave | 3
Harris | 101-102728-001 |  | Used | DVM6-45 Loop Protect Serv CH | Microwave | 3
Harris | 101-102729-001 |  | Used | DVM6-45 DS1 Term Loop SW | Microwave | 3
Harris | 101-108972-001 |  | Used | DVM6-45 Digital Transversal Equalizer | Microwave | 5
Harris | 101-109070-002 |  | Used | DVM6-XT Power Amplifier 6.525 to 6.875 GHz (High Power) | Microwave | 30
Harris | 101-109095-001 |  | Used | DVM-XT DVT X Mux Protection / Alarm Unit | Microwave | 1
Harris | 101-109135-001 |  | Used | DVM6-45 Demodulator | Microwave | 21
Harris | 101-109148-001 |  | Used | DVM6-45 Demodulator | Microwave | 4
Harris | 101-110042-001 |  | Used | Megastar IS3 , P/O SPU | Microwave | 3
Harris | 101-110043-001 |  | Used | Megastar Alarm & Display | Microwave | 1
Harris | 101-110043-001, SD-110043-001 |  | Used | Megastar155 Alarm Display | Microwave | 12
Harris | 101-110045-001 |  | Used | Megastar Demodulator | Microwave | 4
Harris | 101-110045-001, SD-110045-001 |  | Used | Megastar155 Demodulator | Microwave | 1
Harris | 101-110045-001, SD-110045-001 |  | Used | Megastar155 Demodulator | Microwave | 17
Harris | 101-110180-001, SD-110180-001 |  | Used | Megastar Fan Module | Microwave | 20
Harris | 101-110190-001 |  | Used | Constellation RF Coax Switch | Microwave | 17
Harris | 101-110393-001 |  | Used | Megastar Power Amplifier 11 GHz | Microwave | 4
Harris | 101-110840-001 |  | Used | Megastar Power Amplifier 5.9-6.95GHz | Microwave | 5
Harris | 101-110840-003 |  | Used | Megastar Power Amplifier 11 GHz | Microwave | 6
Harris | 101-115070-001 |  | Un-Used | Constellation M12 Card | Microwave | 8
Harris | 101-115070-001 |  | Used | Constellation M12 Card | Microwave | 43
Harris | 101-115071-003 |  | Used | Constellation Hi-Level MULDEX - 16T1 Terminal | Microwave | 13
Harris | 101-115071-005 |  | Un-Used | Constellation High Level Mux (HLM) 28xDS1, Terminal | Microwave | 4
Harris | 101-115072-002 |  | Used | Constellation Modem 16T1 128 QAM | Microwave | 11
Harris | 101-115072-003 |  | Used | Constellation Modem 28DS1/1DS3 64 QAM | Microwave | 7
Harris | 101-115076-001 |  | Used | Constellation Service Channel | Microwave | 39
Harris | 101-115232-003 |  | Used | Constellation Multiplier Filter (8,400 MHz)TX/RX Frequency 6100 < 6200 MHz/10600 < 10700 MHz | Microwave | 2
Harris | 101-115232-004 |  | Used | Constellation Multiplier Filter (8,500 MHz)TX/RX Frequency 6200 < 6300 MHz/10700 < 10800 MHz | Microwave | 3
Harris | 101-115232-009 |  | Used | Constellation Multiplier Filter (9,000 MHz)TX/RX Frequency 6700 < 6800 MHz/11200 < 11300 MHz | Microwave | 4
Harris | 101-115254-002 |  | Used | Constellation IF Filter 10MHz 10 MHz for 28DS1/DS3 | Microwave | 7
Harris | 101-115280-001 |  | Un-Used | Constellation Fan Assembly Module | Microwave | 4
Harris | 101-115280-001 |  | Used | Constellation Fan Assembly Module | Microwave | 5
Harris | 101-115430-001 |  | Used | Constellation Cable Modem 8T1 32 QAM | Microwave | 4
Harris | 101-115430-002 |  | Used | Constellation Cable Modem 16T1 128 QAM | Microwave | 3
Harris | 101-115430-003 |  | Un-Used | Constellation Cable Modem 28T/DS3 64QAM | Microwave | 8
Harris | 101-115430-003 |  | Used | Constellation Cable Modem 28T/DS3 64QAM | Microwave | 26
Harris | 101-115515-001 |  | Used | Constellation Microwave DC Fan & Alarm Shelf Assembly | Microwave | 9
Harris | 101-115540-001 |  | Used | Constellation OC3/3DS3 Modem Card | Microwave | 2
Harris | 101-115540-003 |  | Used | Constellation 28T/1DS3 Hi Capacity Modem Card | Microwave | 2
Harris | 101-115540-004 |  | Used | Constellation 4DS3 BM19 High Gain Modem Card | Microwave | 4
Harris | 101-115589-001 |  | Used | Constellation High Level Mux Card 4DS3 | Microwave | 26
Harris | 101-902520-501 |  | Used | TRuePoint 5000 Ndx-902520 Controller Card | Microwave | 1
Harris | 102-105377-003 |  | Used | DVM6-12T Protection Card | Microwave | 3
Harris | 102-106018-001 |  | Used | DVM6-12T DC-DC Converter | Microwave | 3
Harris | 102-108975-001 |  | Used | DVM6-45 Decoder | Microwave | 5
Harris | 102-110047-001, SD-110047-001 |  | Used | Megastar SPU Controller Module | Microwave | 11
Harris | 102-115071-006 |  | Used | Constellation High Level Mux Card Repeater 28T1 | Microwave | 2
Harris | 102-115071-007 |  | Used | Constellation High Level Mux, T3 / DS3 Terminal | Microwave | 3
Harris | 102-115075-001 |  | Un-Used | Constellation SPU Controller | Microwave | 2
Harris | 102-115075-001 |  | Used | Constellation SPU Controller | Microwave | 33
Harris | 102-115232-003 |  | Used | Constellation Multiplier Filter (8,400 MHz)TX/RX Frequency 6100 < 6200 MHz/10600 < 10700 MHz | Transport | 2
Harris | 102-115232-007 |  | Used | Constellation Multiplier Filter, 8.8GHz | Microwave | 2
Harris | 102-115232-009 |  | Used | Constellation Multiplier Filter (8,900 MHz)TX/RX Frequency 6600 < 6700 MHz/11100 < 11200 MHz | Microwave | 6
Harris | 102-902530-501 |  | Used | Truepoint 5000 Orderwire NDX-902530 | Microwave | 8
Harris | 102-903460-501 |  | Used | Controller V2 (NDX-903460) | Microwave | 5
Harris | 103-107407-016 |  | Used | DVM6-12T Modem Card | Microwave | 4
Harris | 103-107929-001 |  | Used | DVM6-12T Data Transceiver | Microwave | 5
Harris | 103-110046-001 |  | Used | Megastar Decoder | Microwave | 6
Harris | 103-115071-005 |  | Un-Used | Constellation High Level Mux (28 xDS1) | Microwave | 2
Harris | 103-115071-006 |  | Used | Constellation High Level Mux 28T1 Repeater | Microwave | 8
Harris | 103-115232-007 |  | Used | Constellation Multiplier Filter (8,800 MHz)TX/RX Frequency 6500 < 6600 MHz/11000 < 11100 MHz | Microwave | 4
Harris | 103-115232-009 |  | Used | Constellation Multiplier Filter (9,000 MHz)TX/RX Frequency 6700 < 6800 MHz/11200 < 11300 MHz | Microwave | 2
Harris | 103-115232-010 |  | Used | Constellation Multiplier Filter (9,100 MHz)TX/RX Frequency 6800 < 6900 MHz/11300 < 11400 MHz | Microwave | 3
Harris | 103-115346-001 |  | Un-Used | Constellation Power Supply (18-60 VDC), BM03 backward compatible and newer version of 102-115346-001 | Microwave | 6
Harris | 103-115346-001 |  | Used | Constellation Power Supply (18-60 VDC), BM03 backward compatible and newer version of 102-115346-001 | Microwave | 66
Harris | 103-902515-504 |  | Used | Truepoint 5000 MUX 4DS1 (Up To 16DS1 W/Key)(NDX902515-M1) | Microwave | 6
Harris | 104-106012-001 |  | Used | DVMUX M2X Unit | Microwave | 1
Harris | 104-106012-004 |  | Used | DVM6-12T M2X | Microwave | 3
Harris | 104-106018-001, SD-106018-M4 |  | Used | Power Supply | Microwave | 3
Harris | 104-106880-001 |  | Used | DVM6-45 45MB Hitless Switch | Microwave | 5
Harris | 105-107384-001 |  | Used | DVM6-12T Power Supply | Microwave | 10
Harris | 191-110039-002 |  | Used | Megastar Switch/Filter Assembly | Microwave | 7
Harris | 191-903120-001 |  | Used | Truepoint 5000 RFU Transciever RFU 6.425-7.125GHz | Microwave | 1
Harris | 191-903160-001 |  | Used | Truepoint 5000 Transceiver 8GHz | Microwave | 2
Harris | 191-903180-001 |  | Used | Truepoint Transciever 10/11 GHz | Microwave | 12
Harris | 192-115038-002 |  | Used | Constellation Transmitter 10/11 GHz, 8T1-DS3 Low Capacity, Standard Power | Microwave | 2
Harris | 193-115038-001 |  | Un-Used | Constellation Transmitter 6GHz. Low Power, Low Capacity | Microwave | 1
Harris | 193-115038-001 |  | Used | Constellation Transmitter 6GHz. Low Power, Low Capacity | Microwave | 2
Harris | 193-115038-001 |  | Used | Constellation Transmitter 6GHz. Low Power, Low Capacity | Microwave | 4
Harris | 193-115038-002 |  | Used | Constellation Transmitter 10/11 GHz, Low/Med Cap, Standard Power (8T/16T/28T/DS3) | Microwave | 1
Harris | 193-115038-011 |  | Used | Constellation Transmitter 6 GHz , 5.850 to 6.950GHz, 155Mbps/3DS3 | Microwave | 4
Harris | 193-115038-111 |  | Used | Constellation Transmitter Assembly 6 GHz, 155mbps High Gain | Microwave | 4
Harris | 193-115038-112 |  | Used | Constellation Transmitter 11GHz Assembly, High Power, High Capacity | Microwave | 3
Harris | 193-115038-113 |  | Used | Constellation Transmitter 7.1-8.5 GHz Med/High Cap, High Power 16T/28T/DS3/155/3DS3/4DS3 | Microwave | 9
Harris | 193-115039-001 |  | Un-Used | Constellation Receiver 6GHz Low Capacity 8T1-DS3 5.9-6.9GHz | Microwave | 5
Harris | 193-115039-001 |  | Used | Constellation Receiver 6GHz Low Capacity 8T1-DS3 5.9-6.9GHz | Microwave | 1
Harris | 193-115039-002 |  | Used | Constellation Receiver 10/11GHz Low Capacity 8T1-DS3 10.5-11.7GHz | Microwave | 4
Harris | 193-115039-003 |  | Used | Constellation Receiver 7.1-8.5GHz Low Capacity 8T/16T/28T/DS3 | Microwave | 2
Harris | 193-115039-011 |  | Used | Constellation Receiver 6GHz High Capacity 16T/28T/DS3/155/3DS3/4DS3 5.9-6.9GHz | Microwave | 1
Harris | 193-115039-011 |  | Used | Constellation Receiver 6GHz High Capacity 16T/28T/DS3/155/3DS3/4DS3 5.9-6.9GHz | Microwave | 5
Harris | 193-115039-013 |  | Used | Constellation Receiver 7.1-8.5 GHz High Capacity 16T/28T/DS3/155/3DS3/4DS3 | Microwave | 17
Harris | 194-115038-111 |  | Used | Constellation Transmitter Assembly 6 GHz, 155mbps High Gain | Microwave | 5
Harris | 194-115039-011 |  | Used | Constellation Receiver 6GHz High Capacity 16T/28T/DS3/155/3DS3/4DS3 | Microwave | 3
Harris | 194-115039-013 |  | Used | Constellation Receiver 7.1-8.5 GHz, High Capacity, 16T/28T/DS3/155/3DS3/4DS3 | Microwave | 4
Harris | 19D902590G6 |  | Used | EDACS System Module ( Master III Base station) | Microwave | 2
Harris | 201-099945-001 |  | Used | CAU / Controller & Alarm Unit (Rackmount) FarScan Compatible | Microwave | 11
Harris | 201-107040-001 |  | Used | DVM6-45 Transmitter RF Assembly | Microwave | 15
Harris | 201-903210-017 |  | Used | Truepoint 15 GHz Transceiver | Microwave | 1
Harris | 201-903443-001 |  | Used | Truepoint 5200 RFU, MHSB Eq/Uneq, 13-23 GHz | Microwave | 3
Harris | 202-902350-021 |  | Used | Microstar RFU M/H 17.700-18.210GHz | Microwave | 3
Harris | HRS-CX-06G28D1-C01 |  | Un-Used | Constellation 6 GHz, up tp 28DS1, MHSB MW Terminal HRS-CX-06G28D1 Terminal Contains: (1) 193-115000-001 Radio Assembly (1) 021-115400-001Constellation Backplane (2) 193-115038-001 Transmit Assembly (each contains (1) 786-020590-053 Oscillator) (2) 193-115039-001 Receiver Assembly (each contains (1) 786-020590-053 Oscillator) (2) 103-115346-001 Power Supply (1) 101-115280-001 Fan Tray Assembly (2) 101-115071-005 Hi Level Mux (8) 101-115070-001 M12 Card (2) 101-115430-003 Cable Modem (1) 102-115075-001 SPU Controller (1) SD-110430-003 Antenna Combining Unit SD-110000 Combiner | Microwave | 45
Harris | MM-6702 |  | Used | Memory Module RAM | Microwave | 1
Harris | SD-104303-002 |  | Used | IF Filter Module | Microwave | 11
Harris | SD-105982-M3 |  | Used | Low Speed Switch | Microwave | 14
Harris | SD-106012-M4 |  | Used | DVM645 M2X | Microwave | 30
Harris | SD-106015-M2 |  | Used | Display KeyBoard | Microwave | 7
Harris | SD-106018-M2 |  | Used | DC-DC Converter 24/48V | Microwave | 8
Harris | SD-106018-M3 |  | Used | Power Supply | Microwave | 2
Harris | SD-106880-M4 |  | Used | 45Mb Hitless | Microwave | 10
Harris | SD-106890-M3 |  | Used | DVM6-45 Protection Controller | Microwave | 5
Harris | SD-107040-001-M3 |  | Used | DVM6-45 6 GHz Transmitter Assembly (Includes Tuned RF Filter, Phase Lock Oscillator with Crystal) | Microwave | 4
Harris | SD-107040-002-M3 |  | Used | 6GHz Transmitter | Microwave | 8
Harris | SD-107059-001 |  | Used | GMT Fuse Panel 20-postion | Microwave | 7
Harris | SD-107325-001 |  | Used | DVT Protection Alarm | Microwave | 1
Harris | SD-107325-M3 |  | Used | DVM6-45 Protection Alarm | Microwave | 1
Harris | SD-107446-001 |  | Used | T1 Interface Board for a DVM 6-45 Radio Board | Microwave | 1
Harris | SD-107580-001 |  | Used | DVM-645 Vent Panel Assembly includes 021-108763 | Microwave | 1
Harris | SD-107664-M2 |  | Used | DVM6-45 DVSII Maintenance Unit | Microwave | 3
Harris | SD-107824-M2 |  | Used | DVA Monitor and Controller Card. | Microwave | 3
Harris | SD-107826-M2 |  | Used | Dc/Dc Converter | Microwave | 1
Harris | SD-107954-001 |  | Used | DVM18 Transmitter 19.640GHz | Microwave | 1
Harris | SD-107955-003 |  | Used | DVM 18GHz Receiver | Microwave | 2
Harris | SD-107955-003 |  | Used | DVM 18GHz Receiver | Microwave | 1
Harris | SD-108620-001 |  | Used | DVM6-45 6GHz Receiver RF Assembly | Microwave | 62
Harris | SD-108620-001-M2 |  | Used | DVM6-45 6GHz Receiver RF Assembly | Microwave | 4
Harris | SD-108620-002-M2 |  | Used | 11 GHz Receiver RF Assembly | Microwave | 7
Harris | SD-108775-001 |  | Used | DVM6-45 6Power Amplifier Assembly 5.9-6.4 GHz | Microwave | 1
Harris | SD-108775-002 |  | Used | DVM6-45 Power Amplifier Assembly 6.4-7.0 GHz | Microwave | 12
Harris | SD-108775-003 |  | Used | DVM6-45 Low Power Amplifier Assembly 5.9-6.4 GHz | Microwave | 2
Harris | SD-108972 |  | Used | Antenna Coupling Unit | Microwave | 6
Harris | SD-108972-M2 |  | Used | Dig Transversal Equalizer | Microwave | 5
Harris | SD-108975-M2 |  | Used | Decoder | Microwave | 11
Harris | SD-109070-002 |  | Used | DVM6-8T/DVM6-16T Power Amplifier (High Power) strapped for 6.525 to 6.875 GHz | Microwave | 3
Harris | SD-109085-002 |  | Used | RF Antenna Coupler Unit | Microwave | 1
Harris | SD-109095 |  | Used | DVM-XT DVT X Mux Protection / Alarm Unit | Microwave | 3
Harris | SD-109135 |  | Used | Demodulator | Microwave | 1
Harris | SD-109148 |  | Used | Modulator | Microwave | 9
Harris | SD-109182 |  | Used | M12 A1 Card | Microwave | 18
Harris | SD-109182-001 |  | Used | DVM M12 Card | Microwave | 10
Harris | SD-109690 |  | Used | DVM M12 Card | Microwave | 19
Harris | SD-110009-002 |  | Used | Phase Lock Source, Fault/ALM | Microwave | 1
Harris | SD-110009-111 |  | Used | DVM6-XT Phase Lock Source PLS 6800 – 6900 Hz | Microwave | 4
Harris | SD-110031-001 |  | Used | Megastar 6 GHz Power Amplifier 5900-6400 MHz | Microwave | 2
Harris | SD-110037-003 |  | Used | Transmitter Assembly | Microwave | 14
Harris | SD-110038-001 |  | Used | Megastar 6GHz Receiver | Microwave | 19
Harris | SD-110038-003 |  | Used | 11 GHz Receiver Assembly for Megastar | Microwave | 13
Harris | SD-110044-001 |  | Used | Megastar RF Modulator, 101-110044-001 | Microwave | 19
Harris | SD-110046-001 |  | Used | Megastar Decoder | Microwave | 22
Harris | SD-110048 |  | Used | Power Supply | Microwave | 14
Harris | SD-110048-001 |  | Used | Megastar SPU Power Supply | Microwave | 14
Harris | SD-110059-001 |  | Used | Megastar OVP - Overhead Processor | Microwave | 13
Harris | SD-110060-001 |  | Used | Megstar VF Orderwire | Microwave | 5
Harris | SD-110061-002 |  | Used | Megastar DATA OW Orderwire | Microwave | 11
Harris | SD-110282-002 |  | Used | Megastar Tributary Interface LED T1 | Microwave | 7
Harris | SD-110393-001 |  | Used | Megastar Power Amplifier 11 GHz | Microwave | 1
Harris | SD-112504-001 |  | Used | DVM11-45 Power Amplifier 10.7-11.7GHz | Microwave | 5
Harris Broadcast | ACS-163-GRY |  | Used | Intraplex ACS 160 Series t1 Multiplexer; Standard 3RU Shelf; Chassis ONLY | Transport | 19
Harris Broadcast | IX-CM-3A |  | Used | Intraplex T1 Interface Common Module | Transport | 12
Harris Broadcast | IX-CM-5 |  | Used | Intraplex T1 Interface Common Module | Transport | 37
Harris Broadcast | IX-DA-191A |  | Used | Intraplex Four-Port Asynchronous Data Module | Transport | 25
Harris Broadcast | IX-MA-210 |  | Used | Intraplex T1 Interface Common Module | Transport | 33
Harris Broadcast | IX-MA-251A |  | Used | Intraplex CM-95 Adapter Module | Transport | 3
Harris Broadcast | IX-MA301 |  | Used | 11 Mbps Wireless PCI Adapter | Transport | 2
Harris Broadcast | IX-MA-303 |  | Used | Intraplex Two-Channel Voice, RJ-11 | Transport | 7
Harris Broadcast | IX-MA-304 |  | Used | Intraplex 2 wire FXS Module | Transport | 10
Harris Broadcast | IX-MA-417A |  | Used | Five-port RS-232 Interface plus 10 contact closures (DS-966A) | LMR | 1
Harris Broadcast | IX-MA-418 |  | Used | Four-port RS-449 Interface | Transport | 14
Harris Broadcast | IX-MUX3 |  | Used | Intraplex Access Server Multiplexer Chassis | Transport | 31
Harris Broadcast | IX-PSY130AC |  | Used | Universal 130W AC Power Supply (Black Connector) | Transport | 42
Harris Broadcast | IX-PSY5048 |  | Used | Intraplex ACS & DCS Power Supply 50W 48VDC (White Connector) | Transport | 2
Harris Broadcast | IX-TM-5 |  | Used | Intraplex Timing Module | Transport | 2
Harris Broadcast | IX-VF-15 |  | Used | Intraplex Dual-Channel two-wire FXO Voice (Uses MA-303) | Transport | 6
Harris Broadcast | IX-VF-16 |  | Used | Intraplex Dual-Channel two-wire FXS Voice (Uses MA-303) | Transport | 9
Harris Broadcast | IX-VF-25 |  | Used | Intraplex VF-25 Four Port PCM E&M Module, Front | Transport | 50
Harris Broadcast | IX-VF-5A |  | Used | Voice Frequency Card | LMR | 1
Hellermann Tyton | P2RFC-2073-197 |  | Used |  | DAS | 28
Hellermann Tyton | P2RFC-2163-240 |  | Un-Used | CABLES | DAS | 18
Hewlett Packard | QS208AA |  | Used | HP SATA 16x SuperMulti Drive - DVD¤RW (¤R DL) / DVD-RAM drive - Serial ATA | Data | 38
HP | 487267-001 |  | Used | SFF RAIL KIT WITH CABLE ARM PLASTIC CLIP TO HOLD NICS AND QTY 4 SAS CABLE FOR PROLIANT DL380 G6 DL385 G5P DL385 G6 DL385 G7 | Data | 1
HP | 573089-001 |  | Used | Pro Liant DL 385G7 | Data | 1
HP | 583914-B21 |  | Used | PROLIANT DL380 G7 - SAS/SATA SMALL FORM FACTOR CTO CHASSIS WITH NO CPU NO RAM 2X HP NC382I GIGABIT ETHERNET 2U RACK SERVER | Data | 3
HP | 653200-B21 |  | Used | PROLIANT DL380P G8- CTO CHASSIS WITH NO CPU, NO RAM, 8SFF HDD BAYS, SMART ARRAY P420I CONTROLLER WITH ZERO MEMORY, 2U RACK SERVER | Data | 1
HP | 686792-B21 |  | Used | PROLIANT DL560 G8- CTO CHASSIS WITH NO CPU, NO RAM, 4X HP SMART SOCKET, 48 DIMM SLOTS, HOT PLUG 5-SFF SAS/SATA HDD BAYS, SMART ARRAY P420I CONTROLLER WITH ZERO MEMORY, ILO-4, 1X 1200W PS, 2U RACK SERVER | Data | 2
HP | A9896-69001 |  | Used | Hard Drive 36GB 15K RPM Ultra320 SCSI | Transport | 2
HP | AJ764-63001 |  | Used | 8GB 2- Port Fibre Channel HBA | Data | 2
HP | CC2300 |  | Used | MESSAGE SERVER | Data | 1
HP | CC2300 |  | Used | MESSAGE SERVER | Data | 1
HP | H7J34AC |  | New | H7J34AC HP Foundation Care 24x7 Service | Data | 1
HP | PBOD-162018 |  | Used | METAL SAFE | DAS | 1
HP | PDS2-2700N |  | Used | 2 Way Power Splitter | DAS | 2
Huawei | 02310BTL |  | Used | RRU 3203 FOR LTE 700M (2*40W) | Cell Site | 8
Huawei | 02311HXF |  | Used | RRU 3971 B66 – 2100Mhz | Cell Site | 1
Huawei | 21150763 |  | Un-Used | Bracket for RRU 3971 | Cell Site | 2
Huawei | 2319897 |  | Used | BBU3900 UPEU-C card | Cell Site | 35
Huawei | 34060365 |  | Un-Used | ESFP(S)-850NM-FC400 MM OPTICAL TRANSCEIVER SFP for CPRI connection from BBU to RRU | Cell Site | 10
Huawei | 52413135 |  | Used | RTN XMC 11GHz OUTDOOR UNIT HIGH SIDE | Microwave | 1
Huawei | BBUFillerpanel |  | Un-Used | Filler Panel | Cell Site | 4
Huawei | DCDU-12B |  | Used | DC Power Supply | Cell Site | 5
Huawei | RRU3203_700 |  | Un-Used | PN: 02310BTL RRU3203 700 MHz 2*40W | Cell Site | 4
Huawei | RRU3804 |  | Used | RRU3804 B2, SRRU.B02-1900.Z.060.1T2R.4/4C.SFP.2500.DC | Cell Site | 4
Huawei | RRU3942_850-B1 |  | Used | Remote Radio Unit RRU3942 850 MHz Band 5 | Cell Site | 3
Huawei | RRU3953_1900MHz_B2 |  | Used | Remote Radio Unit RRU3953 Band 2, 1900MHz | Cell Site | 2
Huawei | SJ018-2ST4-A |  | Used | POWER CONNECTOR FOR RRU | Cell Site | 57
Huawei | UBBPD5 |  | Used | BBU 3900 Broadband Processing Card | Cell Site | 1
Huawei | UBBPD6 |  | Used | BBU 3900 Broadband Processing Card | Cell Site | 5
Huawei | UBBPE6 |  | Un-Used | Universal Baseband Processing Card | Cell Site | 1
Huawei | UMPTB2 |  | Used | Universal Main Processing & Transmission Unit w/4E1 & 2FE/GE | Cell Site | 11
Huawei | UMPTB2-VIAERO |  | Used | Universal Main Processing & Transmission Unit w/4E1 & 2FE/GE | Cell Site | 1
Huber-Suhner | 84048165 (1399.17.0114) |  | Un-Used | Omni Antenna | Cell Site | 18
Huber-Suhner | PDS2-2700N |  | Un-Used | 2 Way Power Splitter | DAS | 4
Huber-Suhner | PS5269XCCV8 |  | Un-Used | Power Connector | DAS | 4
Hyperlink Tech | PWHR1234W2FR |  | Used |  | DAS | 2
IBM Systems | LF-D291BK |  | Used | 4.7GB DVD RAM 50P SCSI (BLACK) | Ancillary | 5
Instock Wireless | GPS400 |  | New | GPS Splitter: 4-Way, GPS/GLONASS/Galileo Signal Splitter, N-Type Female (Jack) Connectors, 1-2 GHz, 20 Watts, RoHS. DC pass one (1) port; DC block three (3) ports with internal 200 ohm load | Ancillary | 1
Instock Wireless | PD1120 |  | Un-Used | RF Power Divider, Combiner, Splitter 2 Way, SMA Female (Jack), 0.698-2.700 GHz, 40 W | Ancillary | 99
InterDigital Communications Corp | BY13512-002 |  | Used | CCU Modem Board | Data | 1
JFW Industries | R0120481 |  | Used | Cable | DAS | 40
JMA | FLG-X7CAP-465-22IP |  | Used | X-Poldualbandantenna |  | 1
JMA | RailKit |  | Un-Used | Rail Kit | DAS | 16
JMA | RFC-3452-36 |  | Used | CABLE/473961 | DAS | 3
JMA | RFST25G04NM |  | Un-Used | 25W Attenuators | DAS | 20
JMA | RFTERMINATORS |  | Used | SMALL ONES | DAS | 46
JMA | RFW-5170-36LF |  | Un-Used | Cable | DAS | 20
JMA | RFW9690-18 |  | Used | CABLE | DAS | 1
JMA | RG-142P |  | Un-Used | Cable | DAS | 3
JMA | RPM77704/00720 |  | Used |  | DAS | 1
JMA | RSA-3402 |  | Used | SMA Male to Female 90 degree turn | DAS | 11
JMA | RSA-3402 |  | Un-Used | SMA Male to Female 90 degree turn | DAS | 9
JMA | RSA3404 |  | Un-Used |  | DAS | 28
JMA | S331B |  | Used | 0.0 - 1.8 FEET | DAS | 99
JMA | X7CAP-FRO-124-00-IP |  | Un-Used | Panel Antenna, 698-896/1710-2170 MHz X-Pol dual band antenna. The antenna features 0 degree electrical downtilt and (4) 7/16 DIN Female connectors, 3ft | Cell Site | 5
Juniper | CBL-EX-PWR-C13-US |  | Used | EX Series AC Power Cable | Data | 70
Juniper | PB-1GE-SFP | IP7IZ40 | Used | 1-Port Gigabit Ethernet PIC | Data | 1
Juniper | PB-2GE-SX | IPI4JFB | Used | Router Card: T640/T320/M160/M40e Type 2 Interface Cards, 2-port Gigabit Ethernet PIC, SX Optics | Data | 2
Juniper | SSG-550M-SH |  | Used | SSG 550M with 1 GB Memory, 0 PIM Cards, 1 AC Power Supply | Data | 5
Kaelus | TBC0026F1V51-1 |  | Used | 700/850/PCS-AWS TRIPLEXER, OUTDOOR, Single Unit, port 1 -698-798, port 2 824-894, port 3 1710-2170, DC Switch | Ancillary | 6
Kaelus | TMA2061F1V1-1 |  | Used | 1900 Twin TMA with 700/850 By Pass, AISG | Cell Site | 5
Kaelus | TMA2066F00V1-1 |  | Used | AWS/1900 DUAL BAND TWIN TMA WITH AISG2.0 | Ancillary | 3
Kaelus | TMA2071F00V1-1 |  | Used | Dual Band 1900/850 Twin TMA AISG | Ancillary | 1
Kathrein | 78210500 |  | Used | Hybrid Combiner, 806–960 MHz, 3-port, 7/16 DIN | Ancillary | 3
Kathrein | SA2-78NGS |  | Used |  | DAS | 800
Kathrein | SAZ026507710M |  | Un-Used | Orange Single Pair Fiber Cable | DAS | 218
Kathrein/Scala | 86010149 |  | Used | Remote Electrical Tilt, ControllerS, AISG 2.0, 10 - 30 V, RS-485A/B | Ancillary | 1
Kentrox | 72656 |  | Used | DSU/CSU, ENM DataSmart 656 w/Ethernet Data Port/Serial Cables | Transport | 8
Kentrox | 77537 |  | Used | M-PATH T1 CSU | Transport | 1
Kentrox | 78070 |  | Used | Slot Universal Shelf CSU, DC | Transport | 1
Kentrox | RMB-1 |  | Used | Block Module: Remote Smart Alarm Block- Wall Mount, for RMX-3200 | Ancillary | 1
Kentrox | SCMRS232ASPCDB9 |  | Un-Used | RS232 to DB9 Connector pack of 2 | DAS | 18
KMW | AM-X-CD-14-65-00T-RET |  | Used | Antenna, 14dBi / 65°, Dual Broad Band 698~894/1710~2170MHz, 4 Foot 65 Degree, X Pol, RET with AISG 1.1/2.0 | Cell Site | 5
KMW | Shelves |  | Used |  | DAS | 1
KMW | SMA-01 |  | Used | CABLE | DAS | 41
KMW | SMR800 |  | Used | DUPLEXER | DAS | 1
L3Harris/M/A-COM | PS103010V120 |  | Used | Power Supply/Charger 24/12VDC,120V, 60Hz Input | Microwave | 2
Laird Technologies | SNAP-AICTD |  | Used |  | DAS | 3
Laird Technologies | TOOLLESS ROTO SEAL |  | Un-Used | PLASTIC AND WIRE SEAL APPLIED | DAS | 20
Larus | 54560 |  | Used | Alarm Interface Card | Transport | 1
Larus | 5700-0 |  | Used | RouteSwitch Monitor System | Microwave | 8
Larus | 5702-1A |  | Used | DS1 APS (Automatice Protection Switch) Circuit Pack, Switch on Facility AIS. The 5702-1A Unit does not Switch on AIS received on the Facility (Network) side, while the 5702-1B Unit does | Transport | 15
Larus | 5702-1B |  | Used | DS1 APS (Automatice Protection Switch) Circuit Pack, Switch on Facility AIS | Transport | 51
Larus | 5702-3A |  | Used | APS CO Terminal, 19/23-in Shelf, 6 DS1s (Shelf only) | Transport | 3
L-Com | AXA-NFNF |  | Un-Used | N-Type Female to Female Barrel Connector | Cable | 130
LGC Wireless | 1399.17.0114 |  | Un-Used | Huber+Suhner 1399.17.0114 Indoor DAS omni antenna multiband 690-6400 MHz. | DAS | 4
LGC Wireless | 1910Y |  | Used | Antenna | DAS | 1
LGC Wireless | 31N-7/16-50-1 |  | Un-Used | N Type female to 7/16 DIN Female Adapter | DAS | 16
LGC Wireless | 370596-001 |  | Used | ProLiant DL 380 Server | DAS | 2
LGC Wireless | 50DR-055 |  | Used | Dual Concentric Rotary Attenuator | DAS | 1
LGC Wireless | 593499-001 |  | Used | Server | DAS | 1
LGC Wireless | CD728/6HK-D3 |  | Used | LTE Diplexer | DAS | 1
LGC Wireless | DBC-67C-U-RSF |  | Un-Used | Dual Band Combiner 550-960/1695-2700 MHz AISG | DAS | 1
LGC Wireless | FWP-B8101000MOD |  | Used | Remote Unit 40W RF MOD, CELL 850 WB ND | Transport | 1
LGC Wireless | GPS-SDU |  | Used | GPS Signal Distribution Unit | DAS | 2
LGC Wireless | NRMHIALDCBS1X16-N/5/110 |  | Used | GPS Network HI-Isolation Rack Mount Amp Antenna | DAS | 1
LGC Wireless | PCRED5 |  | Used | 5 Foot CAT5 Cable Red | DAS | 59
LGC Wireless | PCRED5 |  | Un-Used | 5 Foot CAT5 Cable Red | DAS | 5
LGC Wireless | SUB-TRX-PSU |  | Un-Used | 19" Subrack for the Optical Modules | DAS | 1
LGC Wireless | TAPOI-AWS-TRX |  | Un-Used | TPAOI AWS Module | DAS | 1
LGC Wireless | TAPOI-SMR800-F |  | Used | Teko Active POI Media Converter Module for SMR800 Band | DAS | 1
LGC Wireless | TDTPOI-19-D |  | Used | 2-Band Teko Active DAS Tray POI Interface Module fr PCS | DAS | 1
LGC Wireless | TPSU/AC |  | Used | Teko AC Power Supply Unit | DAS | 1
LGC Wireless | TRL7S8A19AWAS |  | Un-Used | RU Quad Band 31dBm AC powered WDM SMF SC-APC | DAS | 2
LGC Wireless | TRL7S8SC8A19AWAT |  | Used | TKO RU 5-band, 31dBm, AC, WDM, 4.3-10 | DAS | 10
LGC Wireless | TSC4W-U |  | Un-Used | 4-way Splitter/Combiner 698-2690MHz | DAS | 12
LGC Wireless | UNAT-2 |  | Used | 2 DB ATTENUATOR | DAS | 2
LGC Wireless | UPL-NM-12T |  | Used | UPL N Male Straight Compression Connector, For use only with 1/2" Trilogy cable AP6012J50 & APC012J50 | DAS | 168
LGC Wireless | UPL-NM-12T |  | Un-Used | UPL N Male Straight Compression Connector, For use only with 1/2" Trilogy cable AP6012J50 & APC012J50 | DAS | 94
LGC Wireless | VAT-4W2 |  | Used | ATTENUATOR | DAS | 2
LGC Wireless | VCU-LTE700-12E |  | Used | VE Control Unit | DAS | 10
LGC Wireless | VE00821/1 |  | Used |  | DAS | 20
LGC Wireless | VE00822/1 |  | Used |  | DAS | 18
LGC Wireless | WMPLFSE |  | Un-Used | Cable Manager | DAS | 1
LGC Wireless | XANBR5-21SC-1M |  | Un-Used | Fiber Cable | DAS | 13
LGC Wireless | XCMAdapter |  | Un-Used | DB9 Male to DB9 Female | DAS | 11
LGC Wireless | XGU-FRO-230-1 |  | Used | X-Pol Dual Band Antenna, 698-960/1695-2700 MHz, 30° horizontal beamwidth, Fast Roll-Off, with two back DIN connectors with integrated diplexers | DAS | 9
LGC Wireless | ZA3PD-1 |  | Used | N Type 1-3 splitter | DAS | 7
LGC Wireless | ZA3PD-2 |  | Used | SMA 1-3 Splitter | DAS | 3
LGC Wireless | ZN2PD1-222-S+ |  | Used | POWER SPLITTER | DAS | 3
Lineage Power | 742223 |  | Used | 742 223 PANEL ANTENNA W/I TERA | DAS | 2
Lineage Power | NE050AC48A | PBP3AY0 | Used | Rectifier: 48VDC SW MODE RECTIFIER | Power | 1
Lineage Power | NE050AC48ATEZ |  | Used | Rectifier: single-phase AC, 95 to 275VAC CC109158878 | Power | 3
Loop | V4200-Q4EM |  | Used | V4200 Quad E&M Module | Transport | 11
Lucent | 012-2065-004 | VSPQBAJ | Used | MODULE: SIERRA 4GB SCSI DKDR | Switch | 6
Lucent | 22F2-U | SNI23Z0 | Used | DDM-2000 OPT LN INTFC | Transport | 16
Lucent | 26G2-U | SNC6JG0 | Used | DDM2000 Line Interface Card | Transport | 1
Lucent | 407964923 |  | Used | Filter: D-P-F Filter | Cell Site | 2
Lucent | 408645984 |  | Used | Module: Oscillator Rubidium Module | Cell Site | 1
Lucent | 408646032 |  | Used | KS-24510L2A - CPC-B CARD | Cell Site | 3
Lucent | 408663698 |  | Used | CDMA RF TRANSMITTER AMPLIFIER | Cell Site | 2
Lucent | 408666469 |  | Used | FLEXENT CDMA FILTER | Cell Site | 1
Lucent | 408830362 |  | Used | RF Filter: Filter DFP-P-20BE/2N | Cell Site | 3
Lucent | 408854206 |  | Used | Rectifier Shelf 24V Modcell 4.0 Compact | Power | 1
Lucent | 408854230 |  | Used | Rectifier: Mod 4 Power Rectifier | Power | 4
Lucent | 408871002 |  | Used | DFP-P-15B/2N; 1900Mhz, B-Band Filter, Mod4. KS24624L32 | Cell Site | 2
Lucent | 408874006 |  | Used | Rectifier 24V power unit | Cell Site | 2
Lucent | 408883718 |  | Used | DFP-CN-10A/6n ONEBTS 850 FILTER ASSEMBLY KS-24625-L8 | Cell Site | 5
Lucent | 408950517 |  | Used | FAN TRAY ASSEMBLY FOR 18-SLOT CPCI SERVER 5085 | Data | 1
Lucent | 408963312 |  | Used | 48V Power Shelf | Power | 1
Lucent | 44WR27 |  | Used | Radio: CDMA BaseBand RADIO 1900MHz | Cell Site | 1
Lucent | 44WW12B |  | Used | Curcuit Pack: CCU 20 CDMA Channel Control Unit | Cell Site | 4
Lucent | 44WW27 |  | Used | Circuit Pack: CTU GPS FOR MODCELL 4.0 | Cell Site | 1
Lucent | 44WW65B |  | Used | Card: URC-II | Cell Site | 1
Lucent | 44WW7 |  | Used | Circuit Pack: Timing Frequency Unit (TFU) | Cell Site | 2
Lucent | 44WW70B |  | Used | CARD: URC Flexent ONEBTS | Cell Site | 2
Lucent | 44WW7B | DRP5BBY | Used | Card: CDMA TFU TIMING FREQUENCY UNIT | Cell Site | 2
Lucent | 44WWHIOUB |  | Used | MODULE:1BTS HYBIRD SEC PROTN | Transport | 1
Lucent | 848572095 |  | Used | KS24563-L3 - Fan Tray Assembly | Cell Site | 1
Lucent | 849087150 |  | Used | ANYPATH 146GB DISK DRIVE | Data | 1
Lucent | 89-0413-B/C/D |  | Used | Module: VSM-3 Server Module 89-0413B/890413C/89-0413D 300789914/109615903/301011607 | Transport | 1
Lucent | BBF1B | SNCLA70 | Used | DDM2000 Quad DS1, 4DS1 Low Speed Interface | Transport | 2
Lucent | BBG2 | SNCMAA2 | Used | DDM2000 MXTVO Card | Transport | 24
Lucent | BBG5-S2:3 |  | Used | DDM2000 Circuit Pack | Transport | 8
Lucent | BCP4 |  | Used | DDM2000 OC-12 OHCTL | Transport | 7
Lucent | BNJ27C |  | Used | Card: AM3 UCR WIRELESS CARD | Cell Site | 6
Lucent | BNJ37B |  | Used | Circuit Pack: CMUIII | Cell Site | 1
Lucent | BNJ64B |  | Used | Module: MCR 1900 Mhz, Multi Carrier Radio. | Cell Site | 2
Lucent | BNJ82 |  | Used | EVM, 1xEV-DO Modem card single board for Flexent Modcell 4.0 | Cell Site | 4
Lucent | BNJ83 |  | Used | Modem: CDMA CMUV Modem Card: CRP1N0XAAH | Cell Site | 8
Lucent | FB-16146-A |  | Used | LOC BASE LNK CONTRL | Power | 1
Lucent | FB-16429-A |  | Used | GTD-5 ANLG LINE CARD | Switch | 1
Lucent | J85501G1L21 |  | Used | RPM Shunt Monitoring | Power | 1
Lucent | KCR5 |  | Used | BD,Circuit Pack:DACSII | Switch | 1
Lucent | KLU3 | E5PQA0P | Used | CARD: 5ESS DNU-S COMMON DATA | Switch | 15
Lucent | KS24409L60 |  | Used | RF Filter: 1900MHz Duplex/Simplex for ModCell C-Band Filter - C2 - Comcode 408666253 | Cell Site | 2
Lucent | KS-24563-L15 |  | Used | Fan Tray Unit | Ancillary | 1
Lucent | KS24646-L1 |  | Used | RF Power Amplifier: CmLAM, 40 watt, 851-894 MHz, +24 VDC, for Modcell 3.0 and 4.0 | Cell Site | 1
Lucent | KTU1B | E5PQAYR | Used | 5ESS DNU-S TRMSN MXR VER 3:3 | Switch | 45
Lucent | MC2P002B4 | LMMQ02K | Used | PACK MICCD CKT | Transport | 1
Lucent | Modcell V.4.0B-Indoor-3x4-C01 |  | Used | Cellsite: Lucent Modcell V.4.0B, 850 MHz, Indoor, 3 sector, 4 Carrier site to include the following: BNJ65B MCR850B Radio (Qty 3) BKPND (849042486) BACKPLANE (Qty 1) 44WW65B URC-II Universal Radio Controller (Qty 3) 44WW27 CTU Common Timing Unit (Qty 1) 44WW27B CTU-II Common Timing Unit 2 (Qty 1) KS24564L3A OMU-C Master Timing (Qty 1) KS24564L4A OMU-R Oscillator Module (Qty 1) KS24510L1A CPC-A Power Supply Card (Qty 4) KS24510L2A CPC-B Power Supply Card (Qty 3) 44WWEIOU EIOU I/O Unit (Qty 1) TIM1 TIM-E1T1 (Qty 2) BNJ55B CMUV(Qty 2) BNJ82 SBEVM (Qty 2) | Cell Site | 1
Lucent | OMX10G10 |  | Used | 10GB Ethernet XFP CKT Module | Transport | 3
Lucent | TN1077-S6 | E5PQ898 | Used | Card: PACK CKT | Switch | 3
Lucent | TN1863-S4:7 |  | Used | Protocol Handler Voice | Switch | 4
Lucent | Z7781D |  | Used | MESSAGE SERVER HP CC2300 | Data | 1
LV Power | LVDC350W3U2IPMI |  | Used | DC TO DC CONVERTER 36-72V | Cell Site | 4
Mars Antenna | 86010017 |  | Used | Low-loss Power Splitters | DAS | 3
Master | RMB-1 |  | Used | Smart Alarm Block | DAS | 1
MAXRAD | DA-X-AW-13-65-02T3 |  | Un-Used | SPARE/ODAS ANTENNA 3 SECTOR | DAS | 13
MAXRAD | GPS-TMG-26NMS |  | Un-Used | 1575 MHz, 26 dB, GPS Timing Antenna, mounting hardware included | Microwave | 2
MDS | 03-1846A02 |  | Un-Used | 9710 Power Cable | Cable | 3
MDS | 03-4123A13 |  | Un-Used | 9710 mounting bracket package of 2 brackets and screws | Ancillary | 7
MDS | 08-3846A03 |  | Used | LEDR Fractional T1 Interface Card (non-protected) | Microwave | 1
MDS | 1733A |  | Used | 2101 Frequency 952.63250 MHz, without 6P6C Jacks | Microwave | 2
MDS | 2450A |  | Used | 2101 Receiver Frequency 952.63250 MHz, with 6P6C Jacks | Microwave | 8
MDS | 26-1000A05 |  | New | 960A Crystal Oscillator; 903-960 MHz RX Side | Microwave | 4
MDS | 26-1119A04 |  | New | MDS960A Crystal Oscillator; 903-960 MHz TX Side | Microwave | 4
MDS | 28-88-92206-R1 |  | Used | LEDR External Duplexer 890-960 MHz 3.6 Split (MDS 20-1224A02) | Microwave | 10
MDS | 900SH351D3CSF |  | Used | LEDR Protection Switch, 24VDC, 1+1 EIA-530, 3.6 Split, 200 KHz, 900-960MHz | Microwave | 3
MDS | 900SH352D3CSF |  | Used | LEDR Protection Switch 48v 1+1T1, 3.6 Split, 200 KHz | Microwave | 1
MDS | 900SH441D3CSF |  | Used | LEDR 900 MHz Radio with Hot Standby, 1+1 Fractional T1 Mode, 9-30MHz Redundant Duplexer (Internal), 24VDC, 200 KHz, 900-960 MHz RX, 900-960 MHz TX, Symmetric 3dB Splitter, FCC/IC | Microwave | 1
MDS | 900SH442D3CSF |  | Used | LEDR 900S Microwave Radio Protected Switch, Fractional T1, 48VDC, 200 KHz, 900-960 MHz | Microwave | 2
MDS | 900SN112D3CNF |  | Used | LEDR (2) Radios (non-Hot Standby), 48 VDC Input, 200 KHz Bandwidth, 900-960 MHz - Duplexer 9?30MHz, Mode = None -Fractional T1 Mode | Microwave | 1
MDS | 900SN122D3CNF |  | Used | LEDR (2) Radios (non-Hot Standby), 48 VDC Input, 200 KHz Bandwidth, 900-960 MHz -3.6 MHz External Duplexer -Fractional T1 Mode | Microwave | 2
MDS | 900SN1N2D3CNF |  | Used | LEDR Radio (non-Hot Standby), 48 VDC Input, 200 KHz Bandwidth, 900-960 MHz -No Duplexer -Fractional T1 Mode | Microwave | 1
MDS | 900SNN21B3CNF |  | Used | LEDR Radios Non-Protected, 24VDC, 50 KHz Bandwidth, 900-960 MHz, 3.6 MHz External Duplexer, EIA530 | Microwave | 1
MDS | 900SNN21C3CNF |  | Used | LEDR Radios Non-Protected, 24VDC 100 KHz Bandwidth, 900-960 MHz -Switch -3.6 MHz External Duplexer EIA530 | Microwave | 1
MDS | 900SNN21D3CNF |  | Used | LEDR (2) Radios (non-Hot Standby), 24 VDC Input, 200 KHz Bandwidth, 900-960 MHz -Switch -3.6 MHz External Duplexer | Microwave | 1
MDS | 900SNN22D3CNF |  | Used | LEDR Radio (Non-Protected), 48 VDC Input, 200 KHz Bandwidth, 900-960 MHz -EIA-530 -3.6MHz External Duplexer -Fractional T1 Mode | Microwave | 2
MDS | EIA-530-A |  | Used | LEDR 900S Protected Switch | Microwave | 7
Meanwell | KMW PANEL ANTENNA DA-X-AW-13-65-02T3 |  | Un-Used | AM-X-CD-14-65 | DAS | 2
MECA | 401-11 |  | New | RF Terminator 7/16 DIN Male, 2 Watt | Ancillary | 3
MECA | 401-11 |  | Un-Used | RF Terminator 7/16 DIN Male, 2 Watt | Ancillary | 194
MECA | 740050-4 |  | Used | Remote Antenna Unit | DAS | 16
MECA | 740051-5 |  | Used | Remote Antenna Unit | DAS | 1
MECA | 740052-6 |  | Used | Remote Antenna Unit | DAS | 30
MECA | 740054-6 |  | Used | Remote Antenna Unit | DAS | 2
MECA | 740210-1 |  | Used | Focus MFM | DAS | 5
MECA | 740550-1 |  | Used | Remote Acess Unit | DAS | 13
MECA | 740551-0 |  | Used | Remote Acess Unit | DAS | 25
MECA | 740552-4 |  | Used | Remote Acess Unit | DAS | 60
MECA | 740557-0 |  | Used | Remote Acess Unit | DAS | 83
MECA | 740572-0 |  | Used | Dual Band Diplexer | DAS | 1
MECA | 740590-0 |  | Used | CAT-5 Extender | DAS | 20
MECA | AP-100-15-UL2-2CKT |  | Un-Used | 15x110W 48V RPS RACK MOUNT | DAS | 1
MECA | CMS69273P-30NF |  | Used | 698 to 960 MHz/1710 to 2700 MHz Low PIM Ceiling Mount Omnidirectional Antenna | DAS | 1
MECA | DAS19A-4A |  | Used | 1900 MHz TDMA Remote Antenna Unit | DAS | 1459
MECA | DAS19A-4A-X |  | Used | LGCELL main hub | DAS | 5
MECA | DAS19E-4A |  | Used | IDEN Expansion Hub | DAS | 240
MECA | DAS19M-4A-X |  | Used | IDEN Main Hub | DAS | 20
MECA | DAS19M-4A-X-BE |  | Used | SPARE /REPAIRS FOR LGCELL 190 | DAS | 2
MECA | DAS8A-4 |  | Used | Remote Unit: 850MHz AMPS Fiberoptic/CAT5 BDA RF Remote Antenna Unit | DAS | 706
MECA | DAS8A-AIDEN |  | Used | LG Cell Remote Antenna Unit | DAS | 8
MECA | DAS8E-4 |  | Used | IDEN Expansion Hub | DAS | 183
MECA | DAS8E-4DAS8E-4IDEN-A-W |  | Used | LG Cell 800Mhz Expansion Hub | DAS | 14
MECA | DAS8E-4e |  | Used | Expansion Hub | DAS | 1
MECA | DAS8E-4IDEN |  | Used | SPARE/ REPAIRED PART DAS8 | DAS | 2
MECA | DAS8E-4IDEN-A |  | Used |  | DAS | 1
MECA | DAS8E-4IDEN-A-W-R |  | Used | SPARE/ REPAIRED PART DAS8 | DAS | 3
MECA | DAS8M-4IDEN-A |  | Used | AMPLIFIER BI-DIRECTIONAL | DAS | 6
MECA | KWBRKTDAS001 |  | Un-Used | MOUNTING FIXTURE FOR POLE TOP | DAS | 3
MECA | PAV69278PO-30NF |  | Used | Laird Multiband Directional Panel Antenna 698-2700 MHz LTE with N-Female Connector | DAS | 1
Meca Elecronics | DAS8M-4IDEN-A-W |  | Used | IDEN Main Hub | DAS | 19
Meca Elecronics | DAS8M-4-W |  | Used | Main Hub | DAS | 28
Metal-Tech Partners | CTBK-6-G |  | New | 6" Cable Tie, Gray. 02106-01 | Ancillary | 48
Metal-Tech Partners | RRFP-19-1 |  | New | Kit: 19" RR Filler Plates - 1 Mount Space Kit | Ancillary | 5
Metal-Tech Partners | RRFP-23-1 |  | New | Kit: 23 RR Filler Plates - 1 Mount Space Kit | Ancillary | 8
Metal-Tech Partners | RRGB-19 |  | New | Kit: 12-HOLE COPPER GROUND BAR KIT 19 W/TAPPED HOLES ROHS: | Ancillary | 2
Metal-Tech Partners | RRSP-1 |  | New | Hardware: 1RU 19" to 23" Extender Bracket | Ancillary | 3
Metal-Tech Partners | UEF-JUNC-KIT |  | New | Unequal Flange Bay Junction Kit. Hardware to join two adjacent racks together for 19" or 23" | Ancillary | 1
Metal-Tech Partners | UFNWO7-0-19-EIA-BL |  | New | Equipment Rack: Network Open Bay, 7'x19", Blue | Ancillary | 1
Microlab | 338139 |  | Un-Used | 700-2700 3way PWR DIVIDER803 | DAS | 3
Microlab | 490-1 |  | Used | 100W Terminator N type connetor | DAS | 2
Microlab | 490-11 |  | Used | 100W Terminator 7/16 DIN type connetor | DAS | 2
Microlab | 568811 |  | Un-Used | 800-2200 DIRECT COUP 715S-30 | DAS | 4
Microlab | 612-01-1 |  | Used | Attenuator 6dB 2 Watts | DAS | 6
Microlab | 612-10-1 |  | Used | Attenuator 10dB 2 Watts | DAS | 6
Microlab | 613-03-1 |  | Used | Attenuator 3dB 2 Watts | DAS | 6
Microlab | 662-10-1 |  | Un-Used | TESSCO-ATTENUATOR 2W 10DB 4G | DAS | 2
Microlab | 715-20-1.400S |  | Used | Coupler | DAS | 1
Microlab | 715-20-1.500WS |  | Used | Coupler | DAS | 2
Microlab | 715-30-1.500V |  | Used | Coupler | DAS | 2
Microlab | 715S-20-1.500V |  | Used | Coupler | DAS | 2
Microlab | 715S-30-1.500V |  | Used | 800-2200 DIRECT COUPLER | DAS | 4
Microlab | 802-2-1.700V |  | Used | 2-Way SMA-Female. 802-2-1.700V, SMA-Female, 0.698-2.7 GHz | DAS | 12
Microlab | 802-4-1.700V |  | Used | POWER DIVIDER/COMBINER | DAS | 2
Microlab | 802-4-1.700V |  | Un-Used | POWER DIVIDER/COMBINER | DAS | 1
Microlab | 9091.99.0233 |  | Used | HUBER SUHNER-ANTENNA 1399 | DAS | 3
Microlab | DAS9E-2 |  | Used |  | DAS | 1
Microlab | DB15FBL25FT |  | Used |  | DAS | 1
Microlab | MA-CQ27-1X |  | Used | Indoor 380MHz-6GHz Multi Band Omni Antenna | DAS | 2
Microlab | MaterLock |  | Used | Master Combo Lock | DAS | 11
Microlab | NE050AC48ATEZ |  | Used | Rectifier: single-phase AC, 95 to 275VAC CC109158878 | DAS | 2
Microlab | RAU-DAS19A-4 |  | Used | SPARE/1900MHZ PCS MAIN HUB | DAS | 29
Microlab | SD-500L-24 |  | Used | Isolated DC/DC Converters 19-72Vin 24Vout 504W 21A | DAS | 1
Microlab | UNS-CELL-1 |  | Used | LGC UNS-CELL-1 Unison 800 MHz Cellular Remote Access Unit | DAS | 3
Microlab | UNS-EH-1 |  | Used | Unison Expansion Hub w/o external Alarms | DAS | 19
Microlab | UNS-EX170-1 |  | Used | Cat-5 Extender | DAS | 4
Microwave Networks | 7000133-00 |  | Used | Proteus Lower 6GHz Transceiver, 5.915 to 6.425 GHz | Microwave | 4
Microwave Networks | 7000133-00 |  | Used | Proteus Lower 6GHz Transceiver, 5.915 to 6.425 GHz | Microwave | 3
Microwave Networks | 8000574-01 |  | Used | 10/100base T, VLAN 4 Port Ethernet Link | Microwave | 2
Microwave Networks | 8000640-00 |  | Used | Proteus AMT-MX 32CHNL Data Card, 32E1/32DS1 | Microwave | 4
Microwave Networks | 8209314-22 |  | Used | Proteus M Series Redundancy SPU | Microwave | 18
Microwave Networks | 8209315-00 |  | Used | MX Non-Protected SPU does NOT contain 32CHNL Data Card (PN 8000754-00) | Microwave | 6
Microwave Networks | 8209315-01 |  | Used | Proteus AMT Microwave Radio Terminal. Redundant Switch Unit (RSU), AMT-M | Microwave | 2
Microwave Networks | 8209315-01 |  | Used | Proteus AMT Microwave Radio Terminal. Redundant Switch Unit (RSU), AMT-M | Microwave | 7
Microwave Networks | 8209317-08 |  | Used | Proteus M Series Redundancy VLAN Card | Microwave | 2
Microwave Networks | 8209335-02 |  | Used | Proteus AMT M-Series RFU Shelf | Microwave | 6
Microwave Networks | 8209335-03 |  | Used | Proteus AMT M-Series RFU Shelf | Microwave | 5
Microwave Networks | 8209335-03 |  | Used | Proteus AMT M-Series RFU Shelf | Microwave | 2
Microwave Networks | 8209335-32 |  | Used | Proteus AMT M-Series RFU Shelf | Microwave | 3
Microwave Networks | 8209335-33 |  | Used | Proteus AMT M-Series RFU Shelf | Microwave | 4
Microwave Networks | 8209340-02 |  | Used | Proteus AMT Microwave Radio Terminal. 1+1 SPU | Microwave | 1
Microwave Networks | 8209340-06 |  | Used | Proteus AMT Microwave Radio Terminal. 1+1 SPU (1/2RU) - Ph 2, generic | Microwave | 4
Microwave Networks | 8209340-06 |  | Used | Proteus AMT Microwave Radio Terminal. 1+1 SPU (1/2RU) - Ph 2, generic | Microwave | 23
Microwave Networks | 8209344-08 |  | Used | Proteus M-Series Basic SPU Chassis | Microwave | 1
Midnite Solar | MNEDC175 |  | New | Battery CabinetCircuit Breaker 175 Amp | Power | 1
Mini Circuits | 803-4-0.900 |  | Used | 3-Way N-Female 0.8-1.0 GHz | DAS | 1
Misc | 273820Screwset |  | Used | Screw Set Kit for FLATPACK2 POWER SHELF, 4 POS. DC/DC | Ancillary | 2
Misc | 8-32x1/4-Pan-100 |  | Un-Used | 100-Pack, #8-32 X 1/4" Pan Head Phillips Zinc SEMS Lock Washer Machine Screws | Ancillary | 1
Misc | CBL-DCCU-REMAR-LUG-02286-10AWG |  | New | DCCU to PSU Cable 10AWG | Cable | 4
Misc | VER95002 |  | New | Tape: Mfg: Verbatim, Type 4 DVD-RAM Cartridge, 4.7GB, 3x | Data | 1
Mobile Access | OCH-4-SMF |  | Used | /Opticalcentralhubfor |  | 1
Mobile Access | RIU-BDAC-CELL |  | Used | BTS Conditioner: BDA Conditioner for Cellular | Ancillary | 1
Mobile Mark | 803-4-1.400 |  | Used | 3-Way N-Female | DAS | 1
Motorola | 0164732A10 |  | Used | LPA BACKPLANE: SC4812T 800MHz TLPA Backplane (4 slot) | Cell Site | 41
Motorola | 0164732A12 |  | Used | CLPA BACKPLANE: SC4812T 800MHz CLPA Backplane (3 slot) | Cell Site | 87
Motorola | 0182643X07 |  | Used | DIGITAC Interface | LMR | 7
Motorola | 0182643X08 |  | Used | Universal Simulcast Controller Interface | LMR | 1
Motorola | 0182643X13 |  | Used | DSM2 Interface Panel | LMR | 13
Motorola | 0182885X01 |  | Used | Power Supply CEB 0182884X01 B1821A BPN6018A | LMR | 2
Motorola | 0182922Y01 |  | Used | MTC3600 Chassis Fan Tray | LMR | 5
Motorola | 01-86118H04 |  | Used | Backplane:: SC4812T Backplane | Cell Site | 2
Motorola | 0188885C03 |  | Used | Backplane: LPAC Backplane, 4x4 | Cell Site | 79
Motorola | 0785412U01 |  | Used | Quantar 4.5" Mounting Bracket Extender | LMR | 10
Motorola | 0785412U01 |  | Used | Quantar 4.5" Mounting Bracket Extender | LMR | 12
Motorola | 1586370H01 |  | Used | Harting Expansion I/O | Cell Site | 6
Motorola | 5730 |  | Used | Canopy PTP 5.8400 Radio | Microwave | 1
Motorola | 9186398X25 |  | Used | UBS Fltr, Bandpass, Filter, C, Assembly | Cell Site | 20
Motorola | 9186398x28 |  | Used | UBS Duplexer | Cell Site | 4
Motorola | 9648T |  | Used | 9648 Rackmount Modem | Data | 3
Motorola | B1809A |  | Used | Centracom Gold Series Dispatch Console B1809A | LMR | 1
Motorola | BGN6029A |  | Used | Centracom Volume /VU Board | LMR | 1
Motorola | BLN1165C |  | Used | Centracom Module | LMR | 1
Motorola | BLN1228A |  | Used | Centracom COIM Board | LMR | 2
Motorola | BLN6654D |  | Used | Board 84D84315T04 | LMR | 1
Motorola | BLN6755C |  | Used | Program ISA Board , CENTRACOM | LMR | 11
Motorola | BLN6832A |  | Used | BD Interface Console | LMR | 1
Motorola | BLN6866A |  | Used | Board 84D83419R02 ISS | LMR | 1
Motorola | BLN7011A |  | Used | Board 84D84509T01 | LMR | 1
Motorola | BPN6017A |  | Used | CentraCom Power Supply for the RLN4528A | LMR | 1
Motorola | CCN1008B |  | Used | GEN3 SITE CNTRLR M12 GPSR-OUT | Cell Site | 5
Motorola | CLE1200A |  | Used | Quantar RX UHF R2 (465.275 MHz) | LMR | 1
Motorola | CLF1510A |  | Used | Quantar 800MHz Exciter | LMR | 17
Motorola | CLF1530A |  | Used | Quantar 800MHz Receiver | LMR | 13
Motorola | CLN1685E |  | Used | Environmental System Alarm Panel | Ancillary | 1
Motorola | CLN1751A |  | Used | Quantar 800MHz Controller | LMR | 10
Motorola | CLN6843A-LSB |  | Used | MTC3600 Link Status Board (LSB) Card | LMR | 2
Motorola | CLN6843J |  | Used | MTC3600 ACE Card | LMR | 1
Motorola | CLN6843J-LSB |  | Used | MTC3600 Link Status Board (LSB) | LMR | 1
Motorola | CLN6843K-LSB |  | Used | MTC3600 Link Status Board (LSB) | LMR | 1
Motorola | CLN6955 |  | Used | Quantar 4 WIRE Audio WIRELINE | LMR | 1
Motorola | CLN7396E |  | Used | MTC3600 RIC Card | LMR | 1
Motorola | CLN7692B |  | Used | Station Control Module | LMR | 2
Motorola | CLN7873B |  | Used | MTC3600 MAC Card | Microwave | 3
Motorola | CPCI-6020 |  | Used | MTC3600 Central Processing Unit 6020 | LMR | 2
Motorola | CPCI-6115 |  | Used | MTC3600 Central Processing Unit 6115 | LMR | 2
Motorola | CPN1031G |  | Used | Quantar 48VDC Power Supply | LMR | 6
Motorola | CPN1047E |  | Used | Quantar 625 W AC Power Supply | LMR | 3
Motorola | CPN1048A |  | Used | Quantar AC Supply with DC Revert | LMR | 15
Motorola | CPN1048B |  | Used | Quantar AC Supply with DC Revert | LMR | 1
Motorola | CPN1048E |  | Used | Quantar AC Supply with DC Revert | LMR | 2
Motorola | CPN1049 |  | Used | Quantar VHF 265W AC Power Supply | LMR | 2
Motorola | CPN6087 |  | Used | Quantar VHF Power Amplifier 350 Watt | LMR | 3
Motorola | CPX2408C |  | Used | MTC3600 Chassis | Data | 7
Motorola | CTX1146A |  | Used | Quantar Power Amplifier 380-433MHZ UHF | LMR | 1
Motorola | DLN1229A |  | Used | Quantar EPIC 6 Control Module | LMR | 2
Motorola | DLN6468A |  | Used | HARD DRIVE SCSI | LMR | 2
Motorola | DLN6477A |  | Used | MTC3600 Alarm Output Card | LMR | 1
Motorola | DUP850BR19 |  | Used | Duplexer 850 MHz | Cell Site | 2
Motorola | HMN3013A |  | Used | Keypad Microphone - Non-Backlit | LMR | 1
Motorola | ID4X4-UBS-PCS |  | Used | UBS 4X4 1900MHz Cell Site, Includes: ID4X4-XXXXXXDD MOTO UBS ID W/ 6 1X & 2 DO C Qty (2) STLN6390 UBS LINE INTERFACE Qty (6) STFG4055 UBS FLTR, INTEGRATED, BANDPASS IDRF TX 1900 MHZ Qty (4) STLN6679 ASSY,CU,DMI TWO EVDO MODEMS Qty (1) ST1458 BTS, INDR, UPS STARTER CONFIG, FINISHED GOODS Qty (1) STLN6716CBB PWA, INTFC, TANAPA KIT of BSI, F/1 Qty (1) STLN6708BAA PWA, INTFC SSI | Cell Site | 1
Motorola | MCLN8197B |  | Used | MTC3600 N-PAR Card | LMR | 2
Motorola | MCLN8217B |  | Used | MTC3600 PAR Card | LMR | 2
Motorola | MCP750 |  | Used | MTC3600 MCP750 Card | LMR | 2
Motorola | NMN6210D |  | Used | Backlit Keypad Microphone | LMR | 1
Motorola | Q2980A |  | Used | Astro Securenet Digitac Voter Comparator Q2981A R73 | LMR | 5
Motorola | QRN4307B |  | Used | Securenet Digitac Comparator Output Main Board | LMR | 1
Motorola | QRN4516B |  | Used | Board Audio External Mount | LMR | 1
Motorola | RRDN5520A |  | Un-Used | Belden CDT Cabling 7919A Motorola RRDN5520A (1,000Ft Reel) | Cable | 1
Motorola | SC4812T-1900 |  | Used | BTS: SC4812T Cabinet, Indoor, 1900MHz, 3-sector, +27VDC Starter | Cell Site | 1
Motorola | SGLA4000 |  | Used | Card: HI STAB. OSC | Cell Site | 44
Motorola | SGLA4000B |  | Used | Card: HI STAB. OSC | Cell Site | 1
Motorola | SGLA4000B |  | Used | Card: HI STAB. OSC | Cell Site | 1
Motorola | SGLF4133 |  | Used | Card: BBX1 3G 800 MHZ AMPLIFIER CARD | Cell Site | 5
Motorola | SGLN1145 |  | Used | Card: Clock and Synchronization Manager (CSM) W/GPS | Cell Site | 6
Motorola | SGLN5333AA |  | Used | CLOCK DISTRIBUTION CDMA | Cell Site | 20
Motorola | SGLN5932 |  | Used | SC4812,PWA,MULTICHANNEL CDMA ENHCD 1X X1 | Cell Site | 5
Motorola | SGLN5975 |  | Used | GLI3 Card | Cell Site | 1
Motorola | SGLN5975HB |  | Used | Ckt Pack: GLI-3 | Cell Site | 3
Motorola | SGLN6077 |  | Used | PWA,WIC MDL T1,F/G | Cell Site | 4
Motorola | SGLN6266BA |  | Used | GL13 DC | Cell Site | 9
Motorola | SGLN6312AA |  | Used | Card: Multi-channel Controller Card MCC-DO Rev-A | Cell Site | 2
Motorola | SGLN6312BB |  | Used | Card: Multi-channel Controller Card MCC-DO Rev-A | Cell Site | 1
Motorola | SLN9242EB |  | Used | Alarm Monitor Board | Cell Site | 1
Motorola | SM8 |  | Used | CentraCom for the RLN4528A | LMR | 1
Motorola | STFF4003A |  | Used | RF Combiner: 2:1 Transmit Combiner, 850 MHz band, for SC4812T/ET BTS, 2 tuned carrier channels unknown | Cell Site | 2
Motorola | STFF4004A |  | Used | RF Combiner: 4:1 Cavity Combiner 800MHz for SC4812T/ET BTS | Cell Site | 10
Motorola | STLF1098H |  | Used | SC4812T-MC AMP CLPA 800 Mhz | Cell Site | 58
Motorola | STLF4005 |  | Used | 3 Sector MPC 4812 | Cell Site | 6
Motorola | STLF4005C |  | Used | Module: MultiCoupler Pre-Selector-3 (MPC-3), 800MHz | Cell Site | 6
Motorola | STLF4006C |  | Used | Board: EMPC 3 Sec Board, 800MHz | Cell Site | 2
Motorola | STLF4009 |  | Used | BTS Switch Card | Cell Site | 4
Motorola | STLG4009 |  | Used | CARD: Switch Card 1.9gHZ | Cell Site | 4
Motorola | STLN1209DD |  | Used | MODULE: ASSY,PWA,ISB,SDU/SPROC | Cell Site | 3
Motorola | STLN4239A |  | Used | 800MHz LPA Trunking Backplane Kit | Cell Site | 2
Motorola | STLN4500 |  | Used | Fan Unit: CLPA Fan Unit | Cell Site | 68
Motorola | STLN4500A |  | Used | Fan Unit: CLPA Fan Unit | Cell Site | 40
Motorola | STLN6679 |  | Used | UBS DMI , Dual DO Modem Assembly | Cell Site | 2
Motorola | STLN6708 |  | Used | MODULE: PWA INTERFACE | Cell Site | 2
Motorola | STPN4009 |  | Used | Power Converter 27V | Cell Site | 9
Motorola | STPN4009C |  | Used | Module: SC4812 Power Converter 27V | Cell Site | 2
Motorola | STTF1004A |  | Used | TRUNKING LPA 800MHZ | Cell Site | 1
Motorola | STTG4025D |  | Used | SC4812T-MC AMP CLPA 1900 Mhz | Cell Site | 1
Motorola | STTG4052B |  | Used | Optn, XCVR, External GPS | Cell Site | 2
Motorola | STTG4052C |  | Used | UBS/GPS KIT | Cell Site | 4
Motorola | T5180A |  | Used | Universal Simulcast Controller Interface containing 5 cards | Microwave | 1
Motorola | T5365A-VHF-AC |  | Used | VHF Quantar Transceiver with DC Power Supply, 125W Power Amplifier, Exciter, Controller Bracket , 4 Wireline Board | LMR | 3
Motorola | T5365-X750 |  | Used | Quantar 800MHz (RX806/825MHz - TX 851/870MHz) 100 Watt AC Power Supply | LMR | 45
Motorola | T5365-X750-ACDC |  | Used | Quantar 800MHz (RX806/825MHz - TX 851/870MHz) 100 Watt AC w/ DC Revert Power Supply | LMR | 5
Motorola | T7039 |  | Un-Used | GTR 8000 Base Station, 700/800 MHz, 16 Channel | LMR | 12
Motorola | TKN8732A |  | Used | Quantar Power Supply Cable Kit | Power | 5
Motorola | TLF1930C |  | Used | 800 MHZ 100 WATT Power Amplifier | LMR | 7
Motorola | TLN3315A |  | Used | Quantar 800MHz Receiver | LMR | 6
Motorola | TLN3459A |  | Used | Quantar FRU Internal UHSO | LMR | 1
Motorola | TPS260 |  | Used | DC/DC Converter Module for the RLN4528A CentraCom | LMR | 2
Motorola | TRN7056A |  | Used | ASYNC Communications Board | LMR | 7
Motorola | TRN7068A |  | Used | SmartNet Trans Interface RTIB Card | LMR | 2
Motorola | TRN7475D |  | Used | Station Controller Enhanced Board | LMR | 1
Motorola | TRN7477 |  | Used | Quantar 4 WIRE Audio WIRELINE | LMR | 5
Motorola | TRN8661A |  | Used | Smartnet Receiver Interface Board | LMR | 6
Motorola | TRN8662C14 |  | Used | RIB Board (Receiver Interface Board) | LMR | 7
Motorola | TRN8663B |  | Used | Central Site Controller 6809 TIB (Transit Interface Board) | LMR | 4
Motorola | TRN8663B16 |  | Used | RIB Board (Receiver Interface Board) | LMR | 2
Motorola | TTN5128C |  | Used | Quantar Station Controller Module | LMR | 2
Motorola | WB2907B |  | New | Surge Protectors | Ancillary | 4
Motorola | WB3025H |  | New | Power Unit PIDU | Power | 2
Motorola | XTS5000R |  | Un-Used | XTS 5000R Model II 700/800MHz Digital SmartZone Portable Radio. Model number HI8UCF9PW6AN Ruggedized in Yellow | LMR | 2
NEC | CBG-13820-101 |  | Used | iPasolink 250 -48VDC (-40.5 to -57VDC) Power Supply | Microwave | 4
NEC | CBG-13820-121 |  | Used | iPasolink 250 Fan Unit | Microwave | 2
NEC | NWA-065288-003 |  | Used | iPasolink 250/650 AMR Modem-H Card | Microwave | 4
NEC | R9011A |  | Used | ND4A Receive ESF/Mode-3 | Microwave | 2
NEC | X5243A | D4PBE50 | Used | BFU Card | Transport | 8
NEC | X5261B |  | Used | ND4A 2 Wire E&M 6 Card | Microwave | 2
NEC | X5263B |  | Used | ND4A 2 Wire FXS CH 900 Ohm | Microwave | 2
NETGEAR | 803-4-1.700V |  | Un-Used | POWER DIVIDER/COMBINER | DAS | 3
NETGEAR | LPA50-06-1WWP |  | Used | Low PIM Attenuator | DAS | 3
NETGEAR | LPA50-06-1WWP |  | Un-Used | Low PIM Attenuator | DAS | 7
NETGEAR | LPA50-06-1WWPU |  | Used | Low PIM Attenuator | DAS | 4
NetGuardian | 832A |  | Used | Alarm Manager: Remote Alarm Manager, altrenate model, DPS T | Transport | 4
Network Equipment Technologies | 030485-522 |  | Used | Proxima Logic Module (PLM) Card | Microwave | 1
Newbridge | 90-9524-02 |  | Used | 3600 Power Supply 48/60VDC | Transport | 5
Newmar | 24-48-8RM |  | New | DC-DC converter, 24-48, 8 Amps | Ancillary | 2
Newton | 2105290430 |  | New | Cable Bracket 6x 2 11/6, TE Gray | Ancillary | 20
Newton | 2221710000 |  | New | 23" Seismic Universal Isolation Pad | Ancillary | 8
Newton | 2231720031 |  | New | Seismic Steel Relay Rack 7’x19" (UFER Isolation pad needs to be ordered separately) | Ancillary | 11
Newton | 40410331 |  | New | Cable Bracket Kit 4" for Equipment Rack LT Gray | Ancillary | 168
Newton | 40890130 |  | Un-Used | 1RU Rack Adapter to Extend 19" x 1.75" to 23" x 1" | Microwave | 318
Newton | 40890230 |  | Un-Used | 2RU Rack Adapter to Extend 19" x 1.75" to 23" x 1" | Microwave | 370
Newton | 46160300 |  | New | 19" Seismic UFER Isolation Pad | Ancillary | 11
Newton | 46170131 |  | New | End Guard Cover Kit Seismic Uffixed Type - 7'-0" | Ancillary | 18
Next Level | 508197-001-00 |  | Used | -48VDC PER CORD,PRD OTH,USAM 8FT CHASSIS CABLE | Cable | 3
Nidec | B33534-33A |  | New | Fan: 24 VDC, 130 CFM, 4050 RPM, 119x38 mm, with Tachometer option (2 pulses per revolution), used in Powerwave MCPA | Ancillary | 2
Nokia | 470149A |  | Un-Used | FMFA FLEXI MOUNTING KIT FLOOR/WALL/POLE | Cell Site | 11
Nokia | 470315A |  | Used | FLEXI EMTA 2RU CASE | Cell Site | 5
Nokia | 470316A |  | Un-Used | FLEXI EDGE BTS EMHA FLEXI UNIT 3U | Cell Site | 3
Nokia | 470332A |  | Un-Used | FMCB FLEXI 2U COVERS | Cell Site | 2
Nokia | 471397A |  | Used | FSEC External OVP | Cell Site | 1
Nokia | 471546A.101 |  | Used | FLEXI OPTICAL SFP RTXM192-436-C39 | Cell Site | 1
Nokia | 471812A |  | Used | FYEA GPS Surge Protector Kit | Cell Site | 4
Nokia | 471881A |  | Used | FOSD Optical SFP 1000Base-SX 850nm MM | Cell Site | 7
Nokia | 472059A |  | Used | ESMC 472059A System Module | Cell Site | 21
Nokia | 472109A |  | Used | ESMB 472109A System Module | Cell Site | 16
Nokia | 472509A |  | Un-Used | FTSF Synch Cable | Cell Site | 1
Nokia | 472797A |  | Used | FBBC Module | Cell Site | 14
Nokia | 472799A |  | Used | FSCB Sync FSMF to ESMA/B/C 5m | Cell Site | 1
Nokia | 472807A |  | Used | FOSL SFP Flexi Optical SFP 1310nm 3Gb 2km SM transceiver | Transport | 1
Nokia | 472811A |  | Used | FOSN SFP+ 6.144G 2km 1310nm | Cell Site | 8
Nokia | 472833A |  | Used | FZHJ | Cell Site | 7
Nokia | 472978A |  | Used | FYGE Enhanced GPS Box | Cell Site | 2
Nokia | 473042A |  | Used | FHFB Flexi Remote Radio Head 4TX 1900 | Cell Site | 10
Nokia | 473095A |  | Un-Used | ASIA AirScale Common | Cell Site | 2
Nokia | 473095A |  | Used | ASIA AirScale Common | Cell Site | 2
Nokia | 473096A |  | Un-Used | ABIA AirScale Capacity | Cell Site | 8
Nokia | 473096A |  | Used | ABIA AirScale Capacity | Cell Site | 13
Nokia | 473188A |  | Used | FRBG RRH 4-pipe, (2xB12 or B17/ 2xB29) 160W (4x40W) | Cell Site | 3
Nokia | 473394A.101 |  | Used | FYGM GPS Receiver | Cell Site | 8
Nokia | 473751A |  | Un-Used | FSEE FLEXI SYSTEM EXTERNAL ALARM | Cell Site | 3
Nokia | 473966A.101 |  | Un-Used | AirScale AHCA RRH, 4T4R, Band 5 FB, 160W Radio | Cell Site | 1
Nokia | 473966A.101 |  | Un-Used | AirScale AHCA RRH, 4T4R, Band 5 FB, 160W Radio | Cell Site | 6
Nokia | 474020A |  | Un-Used | ABIL 5G Baseband | Cell Site | 62
Nokia | 474021A |  | Un-Used | ASIK 5G Baseband | Cell Site | 7
Nokia | 474216A |  | Un-Used | AHFIB Dual RRH 4T4R B25/66 320W | Cell Site | 8
Nokia | 474331A |  | Un-Used | AHLOA Dual RRH 4T4R B12/7x 240W | Cell Site | 9
Nokia | C104068 |  | Used | SDB6 Blank Fillers | Switch | 4
Nokia | C104847.A02 |  | Used | AIOB Module | Switch | 1
Nokia | C108434.D2A |  | Used | SWSE-A Modules | Switch | 2
Nokia | C108488 |  | Used | CP816-A PENTIUM M CENTRAL PROCESSING UNIT | Switch | 2
Nokia | C109732.B2A |  | Used | HDF1-C Modules | Switch | 2
Nokia | C109999.A2A |  | Used | ETHPMC-A Daughter Cards | Switch | 4
Nokia | C111431.A1A |  | Used | CPI1-C Modules | Switch | 6
Nokia | C73430 |  | Used | ADAPTER FOR CCITT NO 7,AS7 | Data | 4
Nokia | P01088 |  | Used | DDS RECORDER | Switch | 20
Nokia | P01091 |  | Used | WDW18-S Disk Drive | Switch | 4
Nokia Siemens | 470067A.102 |  | Used | Flexi Power DC/DC 24 V Module (FPDA) CASE Only | Cell Site | 1
Nokia Siemens | 471895A.203 |  | Used | Flexi RF Module 1.7/2.1 70W FRIE w/ C ase (Rev. 203) | Cell Site | 3
Norantel | N215120-N/L0606 |  | Un-Used | TPA/GMT Combination Fuse Panel, 4/4 TPA, 6/6GMT, 1RU, Dual Bus, 200amp/bus 24/48v | Power | 3
Nortel | A0346832 |  | Un-Used | Air Filter PE-5X cc 403977234 | Ancillary | 7
Nortel | A0512283 |  | Used | Cable: R0112485 16 Meters Standard Cut Length | Cable | 1
Nortel | A0758423 |  | Used | 24V, 1.7A Frequency converter Fan | Cell Site | 1
Nortel | AP6C14PT |  | Used | Card: LVD Card | Cell Site | 2
Nortel | AP7C25CD | PBPQAAH | Used | Module: Battery Interface Module | Power | 1
Nortel | CG1001A06 | CNMSSV0 | Used | BAYSTACK106 10BASE-THUB W/12 PORTs | Data | 2
Nortel | DS1404024-E5 |  | Used | 8632TXE 32 Port Ethernet | Transport | 1
Nortel | N0007630 |  | Un-Used | Rear Cover | Cell Site | 7
Nortel | N0102011 |  | Used | BRACKET, SPLITTER - SIX 1:2 SPLITTERS | Cell Site | 6
Nortel | NT0H19FB | WMTJ240 | Used | OTR B6 CH2 CARD | Transport | 3
Nortel | NT1X80BA | ENPQA0T1AA | Used | MODULE: DMS-100 ENHNCD DIG ANN | Switch | 1
Nortel | NT2X70AD | ENPQSAS1XX | Used | MODULE: DMS-100 PWR CONV 5/12V | Switch | 1
Nortel | NT2X70AE |  | Used | DMS-100 Power Converter 5/12V | Switch | 4
Nortel | NT4T20AA |  | Used | CARD: DMS-10 LAN APPL CONTR | Switch | 1
Nortel | NT4X65AB |  | Used | DMS-100 CONTROL CARD | Switch | 7
Nortel | NT5C05CE-46 | PBPUBBW | Used | Rectifier: Input: 480VAC, 3-phase, 50/60 Hz, Output: -48VDC, 200 amps, Horizontal Mount, 23" rackmount, 10" high, for Helios 200E system (Brown) | Power | 1
Nortel | NT5C15BC |  | Used | Rectifier: Mini-3000 series rectifier for S8000 | Cell Site | 7
Nortel | NT6X40FB | ENPQAY41AA | Used | DMS-100 LK Control Card | Switch | 59
Nortel | NT6X41AA | ENPQNA2 | Used | XPM Formatter / Clock Card CP | Switch | 11
Nortel | NT6X70AA | ENPQNAG | Used | Card: Continuity Tone Detector | Switch | 1
Nortel | NT6X79AA | ENPQRAB | Used | DMS-100 CPCE TONE GENERATOR | Switch | 3
Nortel | NT6X92EA | ENPQAZT1AA | Used | Card: Global Tone Reciever | Switch | 55
Nortel | NT7C25CB |  | Used | Battery Interface Module | Cell Site | 2
Nortel | NT7E02PB | SNT5FB0 | Used | OC-12/STM4 IR 1310 INTERFACE | Transport | 20
Nortel | NT7H31BL | F2UMB11 | Used | FMT-150B (MUX/OPTIC) SHELF | Transport | 4
Nortel | NT7H69BD | F2UMB11 | Used | FMT-150 -48VDC Power Unit | Transport | 1
Nortel | NT7H75BB |  | Used | FMT-150 Service Channel Unit | Transport | 4
Nortel | NT7H75XB |  | Used | FMT-150 Service Channel Unit | Transport | 4
Nortel | NT7H80PA |  | Used | FMT-150 SM Transmit/Receive | Transport | 4
Nortel | NT7H80XE |  | Used | FMT-150 SM Transmit/Receive | Transport | 2
Nortel | NT7H85CA |  | Used | FMT-150 DS3 Translator | Transport | 4
Nortel | NT7H85XA |  | Used | FMT-150 DS3 Translator | Transport | 4
Nortel | NT7H90FA |  | Used | FMT-150 MAINTENANCE Controller Unit | Transport | 1
Nortel | NT7H90XE |  | Used | FMT-150 Maintenance Controller Unit | Transport | 3
Nortel | NT7H90XF |  | Used | FMT-150 Maintenance Controller Unit | Transport | 4
Nortel | NT9X13DD |  | Used | DMS SuperNode Processor Card | Switch | 1
Nortel | NT9X35BA | ENPQAFM | Used | Circuit Pack: DMS-100 EN NET X-PT | Switch | 99
Nortel | NT9X77AB | ENIF3N0 | Used | STP INTF | Switch | 7
Nortel | NTAX74AA |  | Used | MCP-MCS Cellular Processor | Cell Site | 6
Nortel | NTBP10AA |  | Used | PASSPORT TERMINATOR MOD | Transport | 2
Nortel | NTBW18AA |  | Used | Module: Nortel Metrocell Variable Speed Fan Unit, 24/48V | Cell Site | 1
Nortel | NTBW18AB |  | Used | Module: Nortel Metrocell Variable Speed Fan Unit, 24/48V | Cell Site | 1
Nortel | NTBW30AA |  | Used | Circuit Pack: Core Module Dual Voltage 24V / -48V CDMA 800 MHz | Cell Site | 14
Nortel | NTBW30BA |  | Used | Module: CORE2.0 MODULE DUAL VOLTAGE 24/-48V CDMA Metrocell | Cell Site | 7
Nortel | NTBW30DA |  | Used | Module: Core2.0 MODULE DUAL VOLTAGE 24v /-48v CDMA Metrocell | Cell Site | 1
Nortel | NTBW30DAE5 |  | Used | Module: Core2.0 MODULE DUAL VOLTAGE 24v /-48v CDMA Metrocell | Cell Site | 1
Nortel | NTBW4030E6 |  | Un-Used | Cable: RoHS Cable 44 PIN M to 2x25 DSUB PIN M-1.1M | Cable | 3
Nortel | NTBW40AA |  | Used | Module: CDMA Metrocell, Control Module Dual Voltage | Cell Site | 9
Nortel | NTBW40BA |  | Used | Module: NORTEL CDMA METROCELL CM.2 MODULE | Cell Site | 7
Nortel | NTBW4520 |  | Used | Metrocell Intermodule Power Harness | Cell Site | 1
Nortel | NTBW70AA |  | Used | XCEM 32 | Cell Site | 17
Nortel | NTBW70BA |  | Used | Module: XCEM 64 | Cell Site | 2
Nortel | NTBW89DA |  | Used | Module: MCDTS EVDO DATA-OPTIMIZED MODULE | Cell Site | 24
Nortel | NTBW89DA-E5 |  | Used | Module: MCDTS EVDO DATA-OPTIMIZED MODULE | Cell Site | 21
Nortel | NTBW89SB |  | Used | Module: MCDTS EVDO DATA-OPTIMIZED MODULE | Cell Site | 35
Nortel | NTBW91CBE5 |  | Used | Module: HC Radio Node Server Module (RNSM2) | Switch | 2
Nortel | NTBW91GAE5 |  | Used | Disk Drive: HC DO-RNC 40G Hard Disk Drive | Switch | 1
Nortel | NTBX01BA | ENCEBB0 | Used | DMS-100 EISP Pack | Cell Site | 71
Nortel | NTCA30CK | SNT1W29 | Used | OC-48 Tributary TX/RX Short Reach 1310NM UNIV | Transport | 5
Nortel | NTCA90EA | WMTNT06 | Used | Optera DX OPTA DX DL GB Transceiver | Transport | 7
Nortel | NTCC99AC |  | Used | Optical SC Connector Kit (Single) | Transport | 1
Nortel | NTDV2039 |  | Un-Used | Receive RF cable | Cable | 6
Nortel | NTDV2040 |  | Used | Cable; jumper cable, Radio to Duplexer: BTS 3030 | Cell Site | 3
Nortel | NTDV25BA |  | Used | Module: Controller Module BTS3030, BTS3031 | Cell Site | 1
Nortel | NTDV25BA |  | Used | Module: Controller Module BTS3030, BTS3031 | Cell Site | 5
Nortel | NTDV30BA |  | Used | Radio: CDMA BTS 3030 Radio Module | Cell Site | 3
Nortel | NTDV30DA |  | Used | Radio: CDMA BTS 3030 Radio Module | Cell Site | 3
Nortel | NTDV40BA |  | Used | Duplexer: B-band VDPM 850MHz | Cell Site | 1
Nortel | NTDV40BA |  | Used | Duplexer: B-band VDPM 850MHz | Cell Site | 2
Nortel | NTDV41BA |  | Used | Duplexer: B/E-band VDPM 1900MHz | Cell Site | 19
Nortel | NTDV6005 |  | Used | Tx RF cable, QMA-RA to QMA-RA, 210 mm | Cell Site | 59
Nortel | NTDV6023 |  | Un-Used | Cable RF, QMA RA to QMA RA, LMR240 2000 mm | Cable | 6
Nortel | NTDV60AA |  | Used | BTS: NT 3030, 850MHz, ‘B’ Band, 40 Amp -48vdc CDMA BTS | Cell Site | 1
Nortel | NTDV60AA |  | Used | BTS: NT 3030, 850MHz, ‘B’ Band, 40 Amp -48vdc CDMA BTS | Cell Site | 2
Nortel | NTDV60BA-B1 |  | Used | BTS: NT 3030, 850MHz, ‘A’ Band, 40 Amp -48vdc CDMA BTS | Cell Site | 1
Nortel | NTDX15AB |  | Used | DMS-100 POWER CONV | Switch | 1
Nortel | NTEX22BB |  | Used | CARD: DMS-100 IPF BUS INTFC | Switch | 1
Nortel | NTEX22CA |  | Used | IPF BUS IF | Switch | 7
Nortel | NTEX31BA |  | Used | Circuit Pack: DMS-100 Frame Enhanced Relay Access Processor Circuit Pack | Switch | 16
Nortel | NTFB40AA |  | Un-Used | Kit: Frame Levelling Kit | Cell Site | 12
Nortel | NTFB43AA |  | New | Kit: Floor Anchoring Kit | Cell Site | 5
Nortel | NTFX32CA |  | Used | CARD: DMS-100 DAT TAPE DR, DAUGHTER CD. | Switch | 1
Nortel | NTGB06CA |  | Used | CDMA SBS SELECTOR | Cell Site | 126
Nortel | NTGB07CA |  | Used | Card: CDMA SBS CONTR CARD | Cell Site | 46
Nortel | NTGS15AA |  | Used | HEAT EXCHANGER FAN UNIT | Cell Site | 1
Nortel | NTGS18AA |  | Used | Fan: COOLING UNIT | Cell Site | 2
Nortel | NTGS18AC |  | Used | Metrocell Fan Tray | Cell Site | 4
Nortel | NTGS2006 |  | Un-Used | Blank: Dummy Faceplate ASSY, 2" | Cell Site | 26
Nortel | NTGS2006 |  | Used | Blank: Dummy Faceplate ASSY, 2" | Cell Site | 182
Nortel | NTGS2007 |  | Used | Blank: Dummy Faceplate ASSY, 4" | Cell Site | 28
Nortel | NTGS2101 |  | Used | Backplane; Backplane for Metrocell Digital Shelf | Cell Site | 2
Nortel | NTGS3188 |  | Used | RF Surge Suppressor: METROCELL TIIM SECONDARY SURGE SUPPRESSOR | Cell Site | 1
Nortel | NTGS3513 |  | Un-Used | Cable: GPS Cable with Bracket Kit | Cable | 2
Nortel | NTGS3592 |  | Used | Rectifier: 650 W Rectifier Module | Cell Site | 33
Nortel | NTGS47AB |  | Used | Breaker Panel -48v for Nortel Metrocell (Older Style) | Cell Site | 1
Nortel | NTGS47FA |  | Used | Module: CAM Module | Switch | 4
Nortel | NTGS4993E5 |  | Un-Used | Card: TCCM-T1 X Connect | Cell Site | 6
Nortel | NTGS4993E5 |  | Used | Card: TCCM-T1 X Connect | Cell Site | 2
Nortel | NTGS50AA | CRTRHP0CAA | Used | Circuit Pack: GPSTM MODULE CDMA FOR METROCELL | Cell Site | 1
Nortel | NTGS53JA |  | Used | Duplexer: DPM MOD1 (Duplexer with Preselector), 1900 MHz, Blocks A/D, for CDMA Metrocell | Cell Site | 2
Nortel | NTGS53LA |  | Used | Duplexer: DPM MOD1 (Duplexer with Preselector), 1900 MHz, Blocks C/F, for CDMA Metrocell | Cell Site | 1
Nortel | NTGS53TA |  | Used | Duplexer: DPM MOD2 (Duplexer without Preselector), 1900 MHz, Blocks D/C, for CDMA Metrocell | Cell Site | 1
Nortel | NTGS63AA |  | Used | CEM 32 CARD | Cell Site | 2
Nortel | NTGS63BA |  | Used | CDMA METRO CELL XCEM 64 CARD | Cell Site | 2
Nortel | NTGS6950 |  | Un-Used | Cable: Fiber Trough | Cell Site | 8
Nortel | NTGS6950 |  | Used | Cable: Fiber Trough | Cell Site | 7
Nortel | NTGS8010 |  | Used | Cable: Indoor R.F. n-n 30CM | Cell Site | 2
Nortel | NTGS8016 |  | Un-Used | Cable:RF Coax, Indoor, 85cm | Cell Site | 2
Nortel | NTGS8016 |  | Used | Cable:RF Coax, Indoor, 85cm | Cell Site | 6
Nortel | NTGS8017 |  | Un-Used | Cable:RF Coax, Indoor, 100cm | Cell Site | 40
Nortel | NTGS8027 |  | Un-Used | Cable Assembly: Indoor Power Data 75CM | Cell Site | 5
Nortel | NTGS8030 |  | Used | Cable: Cable Assy, Indoor, -48V DC Power, DR or Co-located RR, 6M, 10 AWG | Cell Site | 2
Nortel | NTGS8089 |  | Used | Cable, Power/Data signal harness | Cell Site | 6
Nortel | NTGS8090 |  | Used | COMBINER SHELF ASSEMBLY | Cell Site | 13
Nortel | NTGS8093 |  | New | RF Splitter: 1:2 Splitter, 800MHz | Cell Site | 14
Nortel | NTGS8093 |  | Used | RF Splitter: 1:2 Splitter, 800MHz | Cell Site | 10
Nortel | NTGS89DB |  | Used | Duplexer: DPM MOD 1 (with LNA Preselector), 800MHz, Full-band, for FRM/MFRM/MFRM-2, TX: 869-894 MHz, RX: 824-849 MHz, should include mounting trays | Cell Site | 4
Nortel | NTGS89DD |  | Used | Duplexer: DPM MOD 1 (with LNA Preselector), 800MHz, Full-band, for FRM/MFRM/MFRM-2, TX: 869-894 MHz, RX: 824-849 MHz, should include mounting trays | Cell Site | 15
Nortel | NTGS89DF |  | Used | Duplexer: 800Mhz B Band DPM Narrow Band | Cell Site | 65
Nortel | NTGS90BA | CRMYAA8 | Used | CDMA METRO CELL BATTERY MONITOR | Cell Site | 2
Nortel | NTGS96AA |  | Used | Converter: DC-DC Converter | Microwave | 1
Nortel | NTGY10AA |  | Used | Metrocell MTRM1 1900 -48V | Cell Site | 11
Nortel | NTGY10CA |  | Used | MTRM -48VDC 800MHZ Radio, CDMA (Multi-carrier Transmit and Receive Module) | Cell Site | 4
Nortel | NTGY10DA |  | Used | CDMA, 800Mhz MTRM1 EEPROM 24v | Cell Site | 7
Nortel | NTGY3029E6 |  | Used | Cable: ROHS CABLE GROUND 370MM | Cable | 26
Nortel | NTGY3030 |  | Used | Fiber Cable Assy: Single-pair, Multi-mode, 62.5/125 micron, with SC conn each end, 11 meters, includes cable management tray P0914172, for MFRM-2. | Cell Site | 9
Nortel | NTGY3080 |  | Un-Used | Kit: 2 Slot Mounting Kit | Cell Site | 2
Nortel | NTGY3080 |  | Used | Kit: 2 Slot Mounting Kit | Cell Site | 6
Nortel | NTGY30AA |  | Used | Radio Module: MFRM-2, 800 MHz Dual Voltage +24V/-48V | Cell Site | 6
Nortel | NTGY30BA |  | Used | Radio Module: MFRM-2, 1900 MHz Dual Voltage +24V/-48V | Cell Site | 24
Nortel | NTGY5516 |  | Un-Used | Cable: Cable ASSY, EXT, +24V DC Power | Cell Site | 2
Nortel | NTGY5545 |  | Used | Cable: POWER CABLE, Wire/Cable | Cable | 18
Nortel | NTGY60AD |  | Used | Cooling Unit | Cell Site | 4
Nortel | NTGY60AE |  | Used | Fan Cover 1900MHz CDMA for Metrocell | Cell Site | 2
Nortel | NTGY60AG |  | Used | Cooling Unit | Cell Site | 15
Nortel | NTGY60DD |  | Used | Cooling Unit | Cell Site | 2
Nortel | NTGY70AB |  | Used | MPAM -48VDC 800MHZ Amplifier, CDMA (Multi-carrier Power Amplifier Module) | Cell Site | 2
Nortel | NTGY70AB |  | Used | MPAM -48VDC 800MHZ Amplifier, CDMA (Multi-carrier Power Amplifier Module) | Cell Site | 1
Nortel | NTGY70BB |  | Used | Amplifier: MPAM 800MHZ Amplifier with soft fail. CDMA (Multi-carrier Power Amplifier Module) | Cell Site | 12
Nortel | NTGY80AB |  | Used | Module: MPAM 30 Amp 48VDC 1900MHz CDMA for Metrocell | Cell Site | 16
Nortel | NTGY80BB |  | Used | Module: MPAM 30 Amp 24VDC 1900MHz CDMA for Metrocell | Cell Site | 6
Nortel | NTGY92AA |  | Used | Combiner: MFRM COMBINER A BAND (A1,A2,A3&A7,A8) | Cell Site | 11
Nortel | NTGY92BA |  | Used | Combiner: MFRM COMBINER B BAND (B1 B2 B3&B7 B8) | Cell Site | 2
Nortel | NTGZ7090 |  | Used | MOUNTING KIT, 1 SLOT | Cell Site | 1
Nortel | NTGZ7090 |  | Used | MOUNTING KIT, 1 SLOT | Cell Site | 2
Nortel | NTGZ70AA |  | Used | MFRM-3 800 MHZ DUAL VOLTAGE | Cell Site | 3
Nortel | NTGZ70ABE5 |  | Un-Used | MFRM-3 800 MHz DUAL VOLTAGE, RoHS, No SPP | Cell Site | 1
Nortel | NTGZ70ABE5 |  | Used | MFRM-3 800 MHz DUAL VOLTAGE, RoHS, No SPP | Cell Site | 10
Nortel | NTGZ70BA |  | Used | MFRM-3 1900 MHZ DUAL | Cell Site | 11
Nortel | NTGZ70BA |  | Used | MFRM-3 1900 MHZ DUAL | Cell Site | 1
Nortel | NTGZ70BBE5 |  | Used | MFRM-3 1900 MHZ DUAL VOLTAGE | Cell Site | 3
Nortel | NTGZ70CAE5 |  | Used | MFRM3 AWS band 1.7/2.1GHz. | Cell Site | 2
Nortel | NTGZ7540 |  | Un-Used | Cable: Cable Fiber, MPO to SC | Cell Site | 3
Nortel | NTGZ7540 |  | Used | Cable: Cable Fiber, MPO to SC | Cell Site | 8
Nortel | NTGZ7541 |  | Un-Used | Cable:15.5 meter Cable Fiber, MPO to SC | Cable | 2
Nortel | NTGZ7541 |  | Un-Used | Cable:15.5 meter Cable Fiber, MPO to SC | Cable | 2
Nortel | NTGZ8000 |  | Un-Used | Cable: Cable Power/Data, MFRM-3 to 1 TDM indoor 50M | Cable | 4
Nortel | NTGZ8000 |  | Used | Cable: Cable Power/Data, MFRM-3 to 1 TDM indoor 50M | Cable | 1
Nortel | NTGZ8001 |  | Un-Used | Cable: Cable Power/Data, MFRM-3 to 2 TDM Indoor | Cell Site | 8
Nortel | NTGZ8042E6 |  | Used | Cable: Cable RF, QN RA to QN Str LISCA Outdoor 500mm | Cell Site | 13
Nortel | NTGZ8064E6 |  | Un-Used | Cable: Cable RF, QN RA to N Str LISCA outdoor 700mm | Cell Site | 6
Nortel | NTGZ8065E6 |  | Un-Used | Cable: Cable RF, QN RA to N Str LISCA outdoor 850mm | Cell Site | 12
Nortel | NTGZ8066E6 |  | Un-Used | Cable: Cable RF, QN RA to N Str LISCA outdoor 1000mm | Cable | 12
Nortel | NTGZ8066E6 |  | Used | Cable: Cable RF, QN RA to N Str LISCA outdoor 1000mm | Cable | 7
Nortel | NTGZ8067E6 |  | Un-Used | Cable: Cable RF, QN RA to N Str LISCA outdoor 1250mm | Cell Site | 10
Nortel | NTGZ8068E6 |  | Used | Cable RF, QNRA to N Str LISCA Outdoor 1500mm | Cell Site | 13
Nortel | NTGZ8085E6 |  | Used | Cable: Cable RF | Cable | 4
Nortel | NTGZ8086E6 |  | Un-Used | Cable: Cable, RF QN Str to N Str LISCA outdoor 1000 mm | Cable | 13
Nortel | NTGZ80AA |  | Used | Duplexor: Duplexor: Tri Sector Duplexor 800 MHz, A Band | Cell Site | 5
Nortel | NTGZ8101E6 |  | Used | Cable: Cable RF, QMA RA to QMA Str Outdoor 400mm | Cell Site | 2
Nortel | NTGZ8102E6 |  | Used | Cable: Cable RF | Cable | 2
Nortel | NTGZ8104E6 |  | Un-Used | Cable: Cable RF, QMA RA to QMA Str outdoor 700mm | Cable | 7
Nortel | NTGZ8104E6 |  | Used | Cable: Cable RF, QMA RA to QMA Str outdoor 700mm | Cable | 14
Nortel | NTGZ8105E6 |  | Un-Used | Cable: Cable RF, QMA RA to QMA Str outdoor 850mm | Cable | 37
Nortel | NTGZ8105E6 |  | Used | Cable: Cable RF, QMA RA to QMA Str outdoor 850mm | Cable | 14
Nortel | NTGZ8106E6 |  | Un-Used | Cable: Cable RF, QMA RA to QMA Str Outdoor 1000mm | Cable | 3
Nortel | NTGZ8106E6 |  | Un-Used | Cable: Cable RF, QMA RA to QMA Str Outdoor 1000mm | Cable | 25
Nortel | NTGZ8106E6 |  | Used | Cable: Cable RF, QMA RA to QMA Str Outdoor 1000mm | Cable | 3
Nortel | NTGZ8107E6 |  | Un-Used | Cable: Cable RF, QMA RA to QMA STR outdoor 1250mm | Cable | 39
Nortel | NTGZ8107E6 |  | Used | Cable: Cable RF, QMA RA to QMA STR outdoor 1250mm | Cable | 2
Nortel | NTGZ8125E6 |  | Used | CABLE RF, QMA RA TO N STR OUTDOOR 850MM | Cable | 6
Nortel | NTGZ8126E6 |  | Used | Cable: Cable RF, QMA RA to N Str outdoor 1000mm | Cable | 24
Nortel | NTGZ8127E6 |  | Un-Used | Cable: Cable RF, QMA RA to N Str outdoor 1250mm | Cable | 1
Nortel | NTGZ8128E6 |  | Un-Used | Cable: Cable RF, QMA RA to N Str outdoor 1500mm | Cable | 8
Nortel | NTGZ8129E6 |  | Un-Used | Cable: Cable RF, QMA RA to N Str outdoor 1750mm | Cable | 10
Nortel | NTGZ8140E6 |  | Un-Used | Cable: Cable RF, QMA Str to QMA Str outdoor 300mm | Cable | 26
Nortel | NTGZ8142E6 |  | Used | Cable: Cable RF | Cable | 2
Nortel | NTGZ8144E6 |  | Used | Cable: Cable RF | Cable | 4
Nortel | NTGZ8165E6 |  | Un-Used | Cable: Cable QMA STR to N STR 850mm | Cable | 2
Nortel | NTGZ8166E6 |  | Un-Used | Cable: Cable RF, QMA Str to N Str outdoor 1000mm | Cable | 35
Nortel | NTGZ8167E6 |  | Un-Used | Cable: Cable RF, QMA Str to N Str outdoor 1250mm | Cable | 2
Nortel | NTGZ8168E6 |  | Used | Cable RF, QMA Str to N str outdoor 1500mm | Cell Site | 6
Nortel | NTGZ81AA |  | Used | Duplexer: 1900 MHz A and D band | Cell Site | 1
Nortel | NTGZ81CA |  | Used | Duplexor: Tri Sector Duplexor 1900 MHz, C&F Band | Cell Site | 1
Nortel | NTGZ81DA |  | Un-Used | Duplexer: MFRM-3 1900 MHz A to C Band Tri-sector duplexer | Cell Site | 1
Nortel | NTGZ82AA |  | Used | SPLITTER 1:2 800 to 1900 MHz | Cell Site | 12
Nortel | NTGZ85AA |  | Un-Used | Fan Module: MFRM-3 Fan Module | Cell Site | 1
Nortel | NTGZ85AA |  | Used | Fan Module: MFRM-3 Fan Module | Cell Site | 2
Nortel | NTGZ8610 |  | Used | Cable: Cable Alarm | Cell Site | 6
Nortel | NTHE45CA |  | Used | RADX30 Site Processor | Microwave | 3
Nortel | NTHE46AA |  | Used | RADX30 Breaker Interface Panel | Switch | 1
Nortel | NTHE96JC |  | Used | 11/30 Radio Frequency Generator | Microwave | 1
Nortel | NTHR15BA | BAP2N10 | Used | Passport 15K Power Interface Module | Transport | 3
Nortel | NTHR16EA | BA3CU0GDAA | Used | MODULE: 40G FABRIC MODULE | Switch | 1
Nortel | NTHR52AB | BAPQAHG | Used | MSS15000 Upper Cooling Unit | Transport | 2
Nortel | NTHW05AG | BA5APP8 | Used | 4-Port OC3 c/STM-1 ATM Function Processor - 4 x OC-3c/STM | Transport | 6
Nortel | NTHW06EA | BA3CT0F | Used | MODULE: PASSPORT 15000 CONTROL PROCESSOR CP3 | Transport | 1
Nortel | NTHW25AA |  | Used | VSP4E | Data | 2
Nortel | NTHW25AG |  | Used | Voice Services Processor | Transport | 1
Nortel | NTHW26AG | IPUCAK1 | Used | 2pVSP4E 5/6 RoHS Compliant | Transport | 1
Nortel | NTHW31AC |  | Used | Passport 15K Function Processor Module | Transport | 1
Nortel | NTHW48AG |  | Used | Processor: S48 - CONT PROCR CP | Transport | 1
Nortel | NTHW49AG | BA4AL06 | Used | Card: 4-PORT GBE FP | Transport | 2
Nortel | NTHW77AA | BA2CHJ0 | Used | Module: 15KVSP3o (Voice Services Processor with Optical Ports) | Transport | 2
Nortel | NTK507LBE5 |  | Used | DCS, Fan, Cooling Fan Module | Cell Site | 3
Nortel | NTK544NA | WMUCADW | Used | DS3/EC1 MAPR 24PT CP | Transport | 1
Nortel | NTLK1017E5 |  | Used | Heat Exchanger | Cell Site | 1
Nortel | NTLX02DA | ENPCV0ZAAA | Used | CARD: DMS100 PROCR ELEM BD | Switch | 3
Nortel | NTLX03BB |  | Used | XA CORE I/O PROCR, HECI ENCES2N | Switch | 1
Nortel | NTLX04CA | ENCEK8V | Used | CARD: XA-CORE I/O PROCR | Switch | 2
Nortel | NTLX07AA | ENPQA1B1AA | Used | MODULE: XA-CORE DAT TP DR | Switch | 2
Nortel | NTLX14CA-S6:14 | ENPCJJMAAA | Used | CARD: XA - CORE MEMORY CARD | Switch | 12
Nortel | NTLX56AA | ENPQA0U1AA | Used | Fan Unit Assembly | Transport | 47
Nortel | NTLX61AA | ENIFRY01AA | Used | DMS-100 SHLF INTFC MOD | Transport | 75
Nortel | NTLX65BA | ENPCFP0AAA | Used | DIGL SIG PROC RSCE Module | Transport | 37
Nortel | NTLX66BA | ENI2JLF | Used | VOC SRV PROCR MOD | Switch | 34
Nortel | NTLX71AA | ENI2NRE | Used | OC-3 RSCE Module | Transport | 19
Nortel | NTLX82AA | ENPCNN0AAA | Used | MODULE: DMS100 CEM W/ ETHERNET | Switch | 39
Nortel | NTMX77AA | ENPQAJT | Used | DMS-100 8MB DRAM Processor CP | Switch | 77
Nortel | NTN421BA | SNI2ZXB | Used | Optera Enhanced Shelf Processor | Transport | 2
Nortel | NTN430AA | SNC3MB06AB | Used | Optera Metro 3000 DS1/VT Mapper | Transport | 11
Nortel | NTPB05AG |  | Used | Card: DSSP Card | Transport | 1
Nortel | NTPB10AA |  | Used | Card: 11-Port Multiservice Wireless function Processor | Cell Site | 5
Nortel | NTPB11AA |  | Used | MODULE: PROCESSOR 24 PORT WIRELESS FUNCT BCN | Cell Site | 1
Nortel | NTPB17AB |  | Used | MUX: CCMC 8 PORT T1 MULTIPLEXER | Cell Site | 9
Nortel | NTPB18AA |  | Used | Card: Nortel Passport Card | Transport | 2
Nortel | NTPX48RB |  | Used | SUN NETRA CP3060 CARD | Cell Site | 1
Nortel | NTPX48RC |  | Used | TM3060 FIBER CHANNEL-WWPN/ETHERNET PORT CARD | Data 1 | 1
Nortel | NTPX48RJ |  | Used | SUN NETRA TM1160-SFP CARD | Cell Site | 1
Nortel | NTQA1301 |  | Used | Cable Assy (RF): PA RF OUT to COMB TX IN | Cell Site | 103
Nortel | NTQA57AA |  | Used | Module: S8000 PSU | Cell Site | 2
Nortel | NTQA66CB |  | Used | CARD: CMCF Board Phase 2 for S8/S12000 BTS | Cell Site | 3
Nortel | NTQA66CB |  | Used | CARD: CMCF Board Phase 2 for S8/S12000 BTS | Cell Site | 2
Nortel | NTQA88HA |  | Used | DRX for GSM 800, Edge | Cell Site | 1
Nortel | NTQA9109 |  | Used | Rectifier Shelf: Rectifier shelf for Nortel S8000 | Cell Site | 1
Nortel | NTQA91HA |  | Used | Rectifier 680w Gsm For S8000 BTS | Cell Site | 49
Nortel | NTQA9802 |  | Used | Unit: DACS BLOWER SPEED REGULATOR | Cell Site | 5
Nortel | NTRY10BA |  | Used | BASE VSE RNC9K SHELF | Ancillary | 1
Nortel | NTRY62BA | GCCAABX | Used | VSE BLADE 16GB RAM | Data | 6
Nortel | NTRZ80AA |  | Used | Module: XCEM64 PNP | Cell Site | 11
Nortel | NTRZ80BA |  | Used | Module: XCEM-192 PNP, CHANNEL ELEMENT MODULE 192 CHANNEL | Cell Site | 4
Nortel | NTRZ80BAE5 |  | Used | Module: XCEM-192 PNP, CHANNEL ELEMENT MODULE 192 CHANNEL | Cell Site | 1
Nortel | NTRZ81BAE5 |  | Used | Module:XCEM-192 PNP, CHANNEL ELEMENT MODULE 192 CHANNEL | Cell Site | 1
Nortel | NTST07AB | DNIFLX0BAA | Used | TM-OC3C Transition Module | Transport | 2
Nortel | NTST09AC-S3:6 | DNIFR40 | Used | BB-STP PSE TRNSN MOD | Transport | 34
Nortel | P0604193 |  | Un-Used | Rail Guide | Cell Site | 2
Nortel | P0905082 |  | Used | Cover: EMI Cover, Type C | Cell Site | 131
Nortel | RNC8600-CFG003 |  | Used | RNC 8600, HC DO-RNC Fully Populated 2-4-8 (NTBW90ABE5), configured with: NTBW92AAE5 RNC 8600 Chassis (1) N0066843- Power Supply (3) Front- NTRX51DV 40Gig Hard Drive (2) NTBW91DBE5 System Controller (2) (SC2) Card (2) NTBW91CBE5 RNSM2 High Capacity Card (8) NTBW91ABE5 -BIO2 High Capacity Card (4) NTBW4047E6- Cable: RNC8600 Console Cable, DB9F to RJ45, 2-meters (2) Rear- NTBW91BBE5 - BIOTM2 Card (4) NTBW91FBE5 HSC2 Card (2) NTBW91EBE5 SCTM2 Card (2) NTBW4039E6 ENET Cable- 5-inch (1) | Switch | 1
Northern Technologies | 4S120V20 |  | Used | Surge: Surge Arrestor | Power | 2
OFS | 849159512 |  | Used | LC-LC Fiber Jumper | Cable | 1
Omnitron | 4386 |  | Un-Used | FlexPoint 14-Module 48VDC Single-Power Supply Powered Chas | Data | 1
Omnitron | LPA50-10-1WWP |  | Un-Used | MECA 2-WAY 698-2700 MHz LOW PIM | DAS | 18
Omnitron | LPR2D-1.900-M01WWP |  | Used | LOW PIM POWER SPLITTER | DAS | 3
Onyx | SLI-48-115-I-STS-SC |  | Used | Inverter 48VDC to 120VAC 1.5 KVA | Power | 1
OPTO 22 | LPT100-DM |  | Un-Used | MECA 0.698-2.700 GHz 100w Low PIM | DAS | 5
OPTO 22 | LPT30-NM |  | Un-Used | PIM Load. N Male Connector. | DAS | 5
OPTO 22 | LPT50-NM |  | Un-Used | MECA 0.698-2.700 GHz 50W Low PIM | DAS | 21
OPTO 22 | MMW-PS-OUTDR-47 |  | Un-Used | LGC-CommScope-AC/DC 48VD | DAS | 3
Oracle | WAPN4496A |  | Used | POWER SUPPLY UNIT SUN FIRE X4170 AC 760W | Data | 1
Ortronics | OR-PHD5E2148 |  | Used | 2U HIGH-DENSITY PATCH PANEL, (48) RJ45, (8) RJ21, CAT 5E | Ancillary | 1
OST Systems | 802-2-0.900 |  | Used | SMA-Female power divider/combiner | DAS | 6
OST Systems | R2S-1.900-M01 |  | Used | Power Splitter | DAS | 12
OTTO | V3-10349 |  | Used | Mobile Programming Cable | LMR | 1
P.G. Electronica | LPT30-DM |  | Used |  | DAS | 11
Pairgain | HLU-388 |  | Used | HiGain L2D HD Card | Data | 4
Panasonic | CCAH32ST03 |  | Used | Antenna: GPS L1 Antenna (58532A) | Cell Site | 18
Panasonic | CCAH32ST04 |  | Used | VIC100 Series GPS Antenna | Ancillary | 1
Panduit | 464543 |  | Un-Used | SPARE/Corning-GX ACCESSORY | DAS | 3
Panduit | AM-03N |  | Used | Attenuator 3dB 2 Watts | DAS | 1
Panduit | AM-06N |  | Used | Attenuator 6dB 2 Watts | DAS | 2
Panduit | AM-10N |  | Used | Attenuator 10dB 2 Watts | DAS | 2
Panduit | PEB1 |  | New | Rack Adapter 1RU 19-23" (Ships as Pair) | Ancillary | 1
PCP | 7001900016 |  | Used | PS19 Twinpack | Power | 2
PCP | 7002324101 |  | Used | Twinpack Plus Rectifier Shelf 23" | Power | 1
PCP | 700234001 |  | Used | TWPP-3 Twinpack Plus 3 Slot Shelf 19” Rack | Power | 3
PCP | 910199 |  | Used | PS19 Twinpack Board B | Power | 3
PCP | 9144100216 |  | Used | PS19 Twinpack MOD4812P Rectifier Board C 48VDC 12-amp, 95-264Vac 50/60Hz Input | Power | 6
PCP | 91441002222 |  | Used | Rectifier 24V 20 Amp PS-19 TwinPack MOD 2420P | Power | 1
PCP | 9155100120 |  | Used | Rectifier Twinpack Plus 48VDC / 50A P4850-TC | Power | 38
PCP | 9155100123 |  | Used | Twinpack Plus 25Amp 48V | Power | 3
PCP | 9155100221 |  | Used | Rectifier Twinpack Plus +24VDC 100Amp | Power | 3
PCP | 9155100225 |  | Used | Twinpack Plus 50amp -24v Rectifier | Power | 16
PCP | 916887 |  | Used | PS19 Twinpack Board A | Power | 1
PCP | 916889 |  | Used | PS19 Twinpack 48VDC Board C | Power | 2
PCP | 9444500004 |  | Used | Twinpack DC/DC Converter 24VDC to 48VDC 15A | Power | 2
PCP | 9940000007 |  | New | Twinpack Plus Breaker Installation Kit | Power | 3
PCP | LML1-1RLS4R4-29954-10 |  | New | Breaker 10 AMP Bullet, Black Handle, 2 PINS for Twinpack Plus | Power | 3
PCP | SSD2-48-500-19 |  | Used | Twinpack Plus SSD2 System Status Controller Panel, 48V, 500-amps Max, 19" | Power | 67
PCTEL | AN-03N |  | Used | ATTENUATOR | DAS | 12
PCTEL | GPS-TMG-26N |  | Un-Used | GPS Timing Antenna 1575 MHz 26 dB | Microwave | 10
PCTEL | GPS-TMG-HR-26N |  | Used | ANTENNA: 26 DB 1575.42 +/- 1.2 MHZ GPS ANTENNA WTH-INTERNAL AMPLIFIER | Microwave | 1
PCTEL | GPS-TMG-HR-26NMC |  | Used | 1575 MHz 3.5 dBic Timing Antenna, 26dB Amplifier | Cell Site | 1
PECO II | 6200660P |  | Used | Card: HS/LS Power Card, Includes Daughter card p/n 6200659P | Transport | 1
PECO II | 6200665P |  | Used | Alarm Board | Transport | 4
PECO II | 6201758 | PWPQAE6AAA | Used | PEC5880 Amplifier Module | Power | 2
PECO II | 6420027P |  | Un-Used | Breaker Kit 60Amp LMLK1-1RLS4-30319-60 | Power | 6
PECO II | 827E |  | Used | Digital Inverter Module 48VDC to 120VAC 10A | Power | 1
Polyphaser | AN-10N |  | Used | ATTENUATOR | DAS | 4
Polyphaser | AU-10D |  | Un-Used | MICROLAB RF Coax attenuator 200watt 10dB | DAS | 4
Polyphaser | DGXZ+06NFNF-A |  | Un-Used | Surge Suppressor: PATH DEVICE 800-2.5 GHZ N-F/N-F | Ancillary | 3
Polyphaser | IS-50NX-C2 |  | Un-Used | Flange mounted, dc block, Single Transmitter Coaxial lightning Protection for 125 MHz to 1 GHz with N Female Connectors | Ancillary | 1
Polyphaser | J1 |  | Un-Used | BronzeTransition Clamp, designed to ground Polyphaser to zinc galvanized towers with 1/2" to 1-1/3" diameter legs | Ancillary | 2
Polyphaser | J2 |  | Un-Used | BronzeTransition Clamp, designed to ground Polyphaser to zinc galvanized towers with 1-1/2" to 2-1/4" diameter legs | Ancillary | 2
Pomona | 1837 |  | New | Dual Banana Plug with 3 Isolated terminals | T and M | 5
Power One | 10A0055-005 |  | Used | RECTIFIER: 208/240AC 13AMP 27V | Power | 4
Powerwave | 4341 |  | Un-Used | Flex Point Modular Media Converter 10/100 | DAS | 15
Powerwave | 4389 |  | Used | FlexPoint 14-Module Chassis Spare 48VDC Power Supply | DAS | 2
Powerwave | BK-20N |  | Used | Connector: Diplexer (700-960 / 1710-2170 MHz) - N Connectors | DAS | 43
Powerwave | BK-36N |  | Used | Tri-Plexer: Triplexer (698-793/835-894/1710-2170), Type N Connectors | DAS | 3
Powerwave | BK-74N |  | Un-Used | PCS 1900+G+H BAND AND AWS 1700/2100 BAND DIPLEXER | DAS | 23
Powerwave | CA-14D |  | Used | 3dB Hybrid Combiner | DAS | 1
Powerwave | CA-14D |  | Un-Used | 3dB Hybrid Combiner | DAS | 3
Powerwave | CA-44N |  | Used | COUPLER | DAS | 3
Powerwave | CA-84D |  | Used | 698-2700 MHz 3dB 2x2 Combiner 7/16 DIN Female | DAS | 2
Powerwave | CA-84GN |  | Used | 3 DB, N(F), N(F), 698-2700 MHZ, DIRECTIONAL COUPLERS, 2W | DAS | 8
Powerwave | CA-84N |  | Used | 694-3600 MHz Hybrid Coupler | DAS | 4
Powerwave | CA-84NP |  | Used | COUPLER, HYBRID,694-2700MHzN-F, IP67 RATED, ROHS | DAS | 4
Powerwave | CA-J06 |  | Used | Hybrid Coupler - 698-2700 MHz Low PIM | DAS | 228
Powerwave | CLTM301-9Y9Y-WHT-6 |  | Used | CLTM301 Ceiling Mount Cellular & LTE MIMO, 2-Element | DAS | 22
Powerwave | CM-81N |  | Used | 3x3 Hybrid Combiner & Splitter, 698-2700 MHz 4.8 dB | DAS | 7
Powerwave | D2-75FN |  | Used | SPARE/MICROLAB-XVR-2 WAY | DAS | 9
Powerwave | FS108NA |  | Used | 8-Port Fast Ethernet Switch | DAS | 5
Powerwave | FS116E |  | Used | Pro Safe 16 Port Fast Ethernet Switch | DAS | 1
Powerwave | FS116E-100NAS |  | Used | Pro Safe 16 Port Fast Ethernet Switch | DAS | 1
Powerwave | FZ-03FD |  | Un-Used | 133 Watt Attenuator,DIN Female to DIN | DAS | 2
Powerwave | GS105 |  | Used | ProSafe 5 Port Gigabit Switch | DAS | 2
Powerwave | JA-20TN |  | Used | Straight to straight N(m) to N(f) Jumper | DAS | 6
Powerwave | JA-20TN |  | Un-Used | STRAIGHT TO STRAIGHT 2M N(m) to N(f) Jumper | DAS | 5
Powerwave | K129/121 |  | Used | WDM fiber DIN | Ancillary | 2
Powerwave | LGP13901 |  | Used | Power Amplifier: Tower Mounted Amplifier Dual Duplex 1900Mhz Full-band with bypass | Cell Site | 4
Powerwave | MCA9129-120 |  | Used | Multicarrier Power Amplifiers 120W | Power | 1
Powerwave | RH304022/211 |  | Used | FT Dual Band PCS/Cellular | Cell Site | 2
Powerwave | SNAP-IDC5SW |  | Un-Used | 4 Channel Switch Input | DAS | 3
Powerwave | SNAP-IT-RM-ADS |  | Used | SNAP PAC System 16-module enclosure, metal, rack-mounted | DAS | 1
Powerwave | SNAP-IT-RM-SCIU/M |  | Un-Used | OPTO 22 MONITORING UNIT DECOMMISSIONED | DAS | 2
Powerwave | TK-21MD |  | Un-Used | 10 W low PIM Cable Loads 7/16 DIN Male connector | DAS | 12
Powerwave | TK-A38 |  | Used | Cable Load - 698-2700 MHz Low PIM | DAS | 170
Powerwave | TK-A38 |  | Un-Used | 698-2700 MHz cable load, 10W average power rating | DAS | 17
Powerwave | YA-14NF |  | Used | In-building DAS 698 to 3500 MHz N-type Female Connector | DAS | 3
Powerwave | ZAPD-20 |  | Used | Power Splitter | DAS | 1
Power-Win Technology Corp | PW-100A-1Y48E |  | Used | Power Supply: 48V 2.08A 100W | Power | 1
PPC | SNAP-UP1-ADS |  | Used | TCP/IP Transport 10/100 | DAS | 1
Premisys | 200103 |  | Used | IMACS 800 Stainless Steel Blank Card Filler Panel | Microwave | 41
Premisys | 800060 |  | Used | IMACS Single T1 E1 WAN | Transport | 5
Premisys | 801060 |  | Used | IMACS Dual Port E1/T1 WAN Card (should include (2) 81130 cards) | Transport | 59
Premisys | 801065 |  | Used | IMACS WAN Card | Transport | 4
Premisys | 801070 |  | New | IMACS WAN Dual T1/E1, Stainless Steel Faceplate | Transport | 7
Premisys | 801460 |  | Used | IMACS Dual Port T1/E1 WAN Card w/ Relays | Transport | 1
Premisys | 820260 |  | Used | IMACS 2PR HSU Card | Transport | 10
Premisys | 821260 | DEUP3SO | Used | IMACS High Speed Unit HSU 2Port ITU V.35 | Transport | 10
Premisys | 822060 |  | Used | 10-PORT SRU 232-10 (SRU=SUBRATE DATA) Card | Transport | 2
Premisys | 822061 |  | Used | IMACS 10-PORT SRU 232-10 Data Card | Transport | 11
Premisys | 822560 |  | Used | IMACS 4-PORT SRU | Transport | 15
Premisys | 880060 |  | Used | IMACS 2-Port Bus Connect CPU Card | Transport | 6
Premisys | 880160-REV-D2 |  | Used | IMACS 256K EPROM 8-PORT CROSS-Connect(XCON) CPU Card | Transport | 2
Premisys | 880460 |  | Used | IMACS 4-Port Enhanced Bus Connect CPU Card | Transport | 14
Premisys | 881160 |  | Used | IMACS ADVD COMM SRVR Card | Transport | 2
Premisys | 8901 |  | Used | IMACS Power Supply 120/240VAC 55W | Transport | 1
Premisys | 8905 |  | Used | IMACS Power Supply, 120/240 VAC | Transport | 1
Premisys | 891630 |  | Used | IMACS 600 Chassis | Microwave | 6
Premisys | 892060 |  | Used | IMACS Interface Card, 8T1/8E1 2400bps Modem, 32K NVRAM, Stainless Steel Faceplate | Transport | 22
Premisys | 892260 |  | Used | IMACS 8 T1/E1 Interface | Transport | 3
Premisys | 892660 |  | Un-Used | IMACS800 Interface Card, 2T1 Ports, 2400bps Modem, 32K NVRAM | Transport | 3
Premisys | 892660 |  | Used | IMACS Dual T1 Interface Card | Transport | 5
Premisys | IMACS-600-CFG01 |  | Used | IMACS 600 Channel Bank, Configuration to include: Qty (1) 891630, Qty (1) 880060, Qty (1) 811960, Qty (1) 822060, Qty (1) 820260, Qty (5) 200103 | Transport | 5
Proxim | 25000-A1 |  | Used | Lynx Spread Spectrum Radio 2.4 GHz 1T1 | Microwave | 4
Proxim | 25000-A2 |  | Used | Lynx Spread Spectrum Radio 2.4 GHz 1T1 | Microwave | 2
Proxim | 301-28110-1 |  | Used | Lynx OC-3 SONET/SDH wireless bridge | Microwave | 2
Proxim | 301-28170 |  | Used | Tsunami 5.3GHz OC3 ODU 57817 or 28020-D1 | Microwave | 1
Proxim | 301-40100-251 |  | Un-Used | Tsunami Multipoint Subscriber Unit, 20 Mbps | Microwave | 3
Proxim | 301-40400-25 |  | Un-Used | Tsunami Multipoint Base Station Unit, 20 Mbps | Microwave | 1
Proxim | 31145-10-B20 |  | Used | Digital Radio, Lynx 8T1 5.8 GHz, | Microwave | 1
Proxim | 31190-41A20 |  | Used | Tsunami 10 2.4GHz 2T1 Ethernet Radio | Microwave | 1
Proxim | 31650-A10 |  | Used | Radio, 2.4GHz, 2 x T1, HD | Microwave | 1
Proxim | 46600-2 |  | Used | 4T6 Receiver 6.525-6.875GHz | Microwave | 4
Pulsecomm | 9961-1428L2 | S8CSSA4 | Used | SSC-5B1L2 SPS ST Card | Transport | 1
Purcell Systems | 4386 |  | Used | FlexPoint 14-Module Power-Redundant Powered Chassis | DAS | 2
RAD Data | RICI-16/4T1/R |  | Used | RICI -16 4T1 Redundant Power Supply ETHERNET PDH Termination Unit | Transport | 1
RAD Data | RICI-16/8T1 |  | Used | (PN 4980140000) RICI-16 8T1 to Ethernet Converter | Transport | 1
RAD Data | RICI-T3 |  | Used | Fast Ethernet Over T3 Intelligent NTU | Data | 4
Radwin | RW-7204-2000 |  | Used | 2000 IDU-C with 4 TDM ports, 2 Ethernet | Microwave | 3
Raycap | RTMDC-5634-PF-48 |  | Un-Used | Surge Protection Device | Ancillary | 2
Realm | 001-0293-001 |  | Used | PS293 24 VDC OUT Power Source | DAS | 1
Realm | 4386 |  | Un-Used | FlexPoint 14-Module Power-Redundant Powered Chassis | DAS | 2
Renaissance | FST6 |  | Used |  | DAS | 1
RF Connectors | 1018460 |  | Used | X Slot Relay | DAS | 2
RF Connectors | GT-NFF-AL |  | Un-Used | Gas Tube Surge Protector | DAS | 2
RF Connectors | MPMI2458RPC-6 |  | Used | Wireless Antenna | DAS | 7
RF Connectors | TSX-NFF |  | Un-Used | Coax Lightning Protector 698 MHz-2.7 GHz | DAS | 3
RF Connectors | WMPFSE |  | Used | CABLE MANAGER | DAS | 4
RF Connectors | WMPFSE |  | Un-Used | CABLE MANAGER | DAS | 21
RF Connectors | WMPSE |  | Used | Patch Link Cable Manager, Horizontal | DAS | 12
RF Industries | AD12401/2 |  | Used | Variable Attenuator Module with 12 Inputs and 12 Outputs | DAS | 1
RF Industries | ALR3200 |  | Used | Band Selective Compact Repeaters | DAS | 10
RF Industries | ALR3242 |  | Used | MULTI-BAND COMPACT REPEATERS | DAS | 1
RF Industries | ALR3246 |  | Used | MULTI-BAND COMPACT REPEATERS | DAS | 2
RF Industries | ALR4200 |  | Used | Repeater | DAS | 4
RF Industries | ALR4600 |  | Used | Compact Repeater Band Selective 800 iPS, 18 MHz | DAS | 1
RF Industries | AR3400 |  | Used | STANDARD BAND SELECTIVE REPEATER 1900MHz | DAS | 2
RF Lambda | K129/2R1B0351 |  | Used |  | DAS | 1
RFL Electronics | 101970-1 |  | Used | 9125A 24 DC, F1/F2 = 4A/SB | Transport | 1
RFL Electronics | 103150-1 |  | Used | 9125B 24 DC, F1/F2 = 3A/SB | Transport | 1
RFL Electronics | 107248 |  | Used | IMUX2000 MA620 Fiber Card | Transport | 9
RFL Electronics | 107405 |  | Used | IMUX2000 DACS PROC FRAMER Card | Transport | 1
RFL Electronics | 107435 |  | Used | IMUX2000 MA250 | Transport | 1
RFL Electronics | 107440 |  | Used | IMUX2000 DACS Line I/O MA260 | Transport | 8
RFL Electronics | 107455-201 |  | Used | IMUX2000 1300 nm SGLM OIA | Ancillary | 6
RFL Electronics | 107455-301 |  | Used | IMUX2000 Single Mode Fiber Card | Ancillary | 2
RFL Electronics | 107460-4 |  | Un-Used | IMUX2000 Fiber Service Unit (C37.94) Multimode Converter to X.21 | Transport | 2
RFL Electronics | 107480 |  | Used | IMUX2000 MA-270R T1 Redundant DB15 I/O | Transport | 1
RFL Electronics | 107495 |  | Used | IMUX2000 MA490 Network Interface card | Ancillary | 5
RFL Electronics | 130075 |  | Used | IMUX2000 Chassis | Ancillary | 14
RFL Electronics | 2600873101 |  | Used | HEADSET/BINAURAL | Ancillary | 4
RFL Electronics | 68A-HPS-AC |  | Used | Power Supply | Power | 1
RFL Electronics | 68B-FSTX-2F |  | Used | 68 FSTX Card | Transport | 7
RFL Electronics | 68B-PS-AC |  | Used | Power Supply | Power | 1
RFL Electronics | 68-HPS-24DC-1 |  | Used | DC/DC Converter | Transport | 1
RFL Electronics | 68PS-24DC-1 |  | Used | DC/DC Converter | Transport | 1
RFL Electronics | 68R-2F-3F-9 |  | Used | Receiver Assembly/Card | Transport | 2
RFL Electronics | 68T-2F-6 |  | Used | 68 card | Transport | 3
RFL Electronics | 9547-14981 |  | Used | IMUX2000 VF-5A Dual Channel 4 Wire E&M Module | Transport | 1
RFL Electronics | 9547-14985 |  | Used | IMUX2000 VF-5C Dual Channel 4 Wire E&M Module | Transport | 4
RFL Electronics | 9547-15884 |  | Used | IMUX2000 CM-3C | Transport | 1
RFL Electronics | 9547-15886 |  | Used | IMUX2000 CM4 Card | Transport | 4
RFL Electronics | 9547-1629 |  | Used | IMUX2000 MA210 | Transport | 3
RFL Electronics | 9547-1635 |  | Used | IMUX2000 MA301 4W 50 Pin Voice Interface | Transport | 2
RFL Electronics | 9547-169221 |  | Used | IMUX2000 2 Port RS-232 / 9 Pin DB9 MA420A | Transport | 15
RFL Electronics | 9547-17056 |  | Used | IMUX2000 VF15C VF-15C DUAL 2 WIRE FXO | Ancillary | 1
RFL Electronics | 9547-17074 |  | Used | IMUX2000 VF16A card | Transport | 3
RFL Electronics | 9547-17431 |  | Used | IMUX2000 MA304 | Transport | 3
RFL Electronics | 9547-18801 |  | Used | IMUX2000 Power Supply Alarm Point Cards | Ancillary | 4
RFL Electronics | 9547-18804 |  | Used | IMUX2000 Power Supply Alarm I/O 48/125 VDC | Transport | 7
RFL Electronics | 9547-18808 |  | Used | IMUX2000 Power Supply Alarm I/O DC/AC | Transport | 7
RFL Electronics | 9547-18809 |  | Used | IMUX2000 Power Supply Alarm I/O Module | Transport | 1
RFL Electronics | 9547-830 |  | Used | IMUX2000 125 VDC Power Supply | Transport | 1
RFL Electronics | 9547-840 |  | Used | IMUX2000 250VDC Power Supply | Ancillary | 4
RFL Electronics | 9547-920 |  | Used | IMUX2000 DC Power Supply 48/125VDC | Transport | 2
RFL Electronics | 9547-965 |  | Used | IMUX2000 DC Power Supply 48/125VDC | Transport | 1
RFL Electronics | DA291B |  | Used | IMUX2000 DA291B card | Transport | 15
RFL Electronics | DS562I |  | Used | IMUX2000 DS562I Synchronous Data Module (P# 105778) | Transport | 3
RFL Electronics | RFL-6850 |  | Used | Model 68 Chassis | Ancillary | 3
RFL Electronics | RFL-9800 |  | Used | 8 Series Programmable Tone Module Telemetry Module | Ancillary | 1
RFS | 48960 |  | Used | Bidirectional Amplifier (BDA) 800 MHz and 900 MHz | Ancillary | 2
RFS | 5597-25BK |  | New | 824 - 894 MHz Cellular Base Station Duplexor, N Fem Connectors | Ancillary | 2
RFS | ACU-A20-N |  | Used | Optimizer® RT Antenna Control Unit | Ancillary | 18
RFS | ATCB-B01-002 |  | Un-Used | RET Control AISG 2.0 Meter Cable | Cable | 2
RFS | DCL-4533 |  | Used | Fiplex Compact Mobile DCL-4533 UHF Duplexer | LMR | 1
RFS | IBC1900AA-4 |  | Used | RRH 1900 PCS IN-BAND RF TRANSMITTER COMBINER BLOCK | Ancillary | 2
RFS | K129/2R2B0442 |  | Used |  | DAS | 1
RFS | MasterUnit |  | Used |  | DAS | 1
RFS | NM-LCF12-D01 |  | Un-Used | NMLCF12D01 N, (M), STRAIGHT, LCF12-50J, O-RING | Cable | 789
RFS | Repeater |  | Used | Cellular Telephone Repeater | DAS | 1
RFS | TF137-CC1-024I |  | Used | 24" Twist-Flex, WR137 | Microwave | 3
RFS | TF24-090EP |  | Un-Used | TwistFlex CPR90G 10.5-11.7 GHz 24 Inch | Microwave | 7
RFS | TF24-137E |  | Used | CPR137G 5.7-7.750 GHz L-24IN | Microwave | 13
Riverbed | RFCombiner |  | Used | 8 TX, 8 RX Port RF combiner | DAS | 3
Ruggedcom/Siemens | RX1000-F-RM-HI-HI-XX-M1-TX01-TX01-XXX-XXX-XX |  | Used | RX1000 Router Hardened, 88-300VDC or 85-264VAC, V90 Modem, 2 x 10/100Tx RJ45 | Data | 1
Saft Power Systems | K1801210001B |  | Used | SMR1800D Digital Rectifier 48VDC | Power | 1
Samsung | EP96-02627A |  | Used | Fan FD48 DU Fan Unit for IRRH | Ancillary | 3
Sanyo | 109BM12GC2-3 |  | Used | DC 12V 0.68A 3-wire 97x97x33mm Server Cooler Fan | Ancillary | 8
Seagate | 9FJ066-006 |  | Used | 146GB SAS 10K 6GBPS 2.5" DRIVE, MODEL#ST9146803SS | Ancillary | 2
Seagate | ST3146707LC |  | Used | HD Drive Cheetah 10K.7 | Ancillary | 1
Sensoray | 617-8 |  | Used | 8 Channel Video Frame Grabber I/O Capture Card + Ralays 32 Port BNC | Transport | 1
Shaxon | RFCOMBINERSHELF |  | Used |  | DAS | 5
Shure | VR300 |  | Used | Dynamic Cardioid Microphone Mic with Gooseneck Mount | Ancillary | 3
Siemens | 814441-056-002-:005 | EGDTG0V | Used | MODULE:DCO MUX-DEMUX BD MOD | Transport | 5
Siemens | M4-4WBM |  | New | Block: S66 PREWIRED BLOCK, 100 PR W/ 4 25 PR MALE CONN, BACK MOUNT | Ancillary | 8
Siemon | S66M1-50 |  | New | 66 Style Terminal Block | Ancillary | 1
Signa Max | RH007702/151 |  | Un-Used | Nexus FT 700Mhz Repeater | DAS | 1
Snap | RH304022/101 |  | Used | Nexus FT Dual Band PCS/Cellular | DAS | 2
Snap | RH304022/211 |  | Used | FT Dual Band PCS/Cellular | DAS | 1
Snap | RH770020/101 |  | Used | Nexus FT Single Band 700MHz LTE | DAS | 3
Snap | RTH900020/101 |  | Used |  | DAS | 1
Solid | 15C2NB |  | Used | Unversal RF DAS Panel 800-1000 MHz | DAS | 2
Solid | 400016830 |  | Un-Used | Assy,3rd Batt TRAY,W/CABLS/HDW | DAS | 1
Solid | JR-LCU-SCA-3D-0030 |  | New | Jumper, LCU-SCA 3mm Dpx 3M | DAS | 1
Solid | JR-SCA-SCA-3D20 |  | New | Jumper, SC/APC to SC/APC, 3mm Dpx. 12 Meter | DAS | 1
Solid | P2RFC-2128-240 |  | Un-Used | CBL ASSY, SMA M R/A to N M; SPP-250LLPL; PLNM & PIM; 240" | DAS | 3
Solid | P2RFC-2175-39 |  | Un-Used | CBL ASY | DAS | 107
Solid | P2RFC-2307-120 |  | Un-Used | CBL ASY, QMA M R/A to 7/16 DIN M; TFT-402LF; PLNM & PIM' 120" | DAS | 20
Solid | RFC-0016-24 |  | Un-Used | SMA M R/A to SMA M R/A | DAS | 13
Solid | RFN-1005-3C1 |  | Used | N Male connector | DAS | 24
Solid | RFN-1005-3C1 |  | Un-Used | N Male connector | DAS | 2
Solid | RFN-1027-C1 |  | Used | N Female connector | DAS | 22
Solid | RFN-1027-C1 |  | Un-Used | N Female connector | DAS | 6
Solid | R-OPTIC 4 |  | Used | 4 Module Optical Unit - For use with Rel. 6Ã‚Â |  | 5
Solid | RPSU (AC) |  | Used | Power Supply: ROU AC Power Supply |  | 1
Solid | RSA-3453 |  | Used | SMA Male to N Male | DAS | 2
Solid | RSA-3453 |  | Un-Used | SMA Male to N Male | DAS | 4
Solid | SDU |  | Used | Cellular Telephone Repeter | DAS | 2
Solid | TFRN-1013-1 |  | Un-Used | N Female to Female Barrel | DAS | 38
Solid | TRFN-1005-3C1 |  | Un-Used | N Male Crimp Cable | DAS | 272
Solid | TRSA-3000-C1 |  | Un-Used | SMA Male Crimp Plug | DAS | 118
Solid | TRSA3402 |  | Un-Used | SMA Male to Female Right Angle | DAS | 25
Solid | UA10114/1-LR |  | Used | POWER SUPPLY UNIT | DAS | 7
Solid | UA10762/1 |  | Used |  | DAS | 9
Solid | UA10762/10 |  | Used |  | DAS | 9
Solid | UA11504/01 |  | Used | Qty 1 - UA11504/65 Qty 1 - UA11504/42 Qty 2 - UA11504/40 Qty 2 - UA11504/32 Qty 1 - UA11504/02 Qty 1 - UA11504/10 | DAS | 6
Solid | UA11504/02 |  | Used | Power Supply Module | DAS | 2
Solid | UA11504/10 |  | Used | ALARM INTERFACE | DAS | 1
Solid | UA11504/15 |  | Used | ISG MODULE WITH ETHERNET ACCESS | DAS | 2
Solid | UA11504/34 |  | Used |  | DAS | 1
Solid | UA11504/40 |  | Used | 2 Way Power Splitter 698-2700 MHz | DAS | 3
Solid | UA11504/41 |  | Used |  | DAS | 1
Solid | UA11504/92 |  | Used |  | DAS | 1
Solid | UXP-NF-12 |  | New | PPC Connector N-Female for RFS Cable - Plenum | DAS | 2
Sorrento Networks | GMMR-2.5G |  | Used | Gigamux 6400 2.5G Transponder Module | Transport | 1
Spectra | RFS30G04N10MF |  | Used | 30 Watt, 10dB Attenuator | DAS | 6
Spectracom | 1137-0111-0600 |  | Used | GPS Ageless Master Oscillator 8194B | Microwave | 2
SpectraSite | 826032-906P |  | Un-Used | Jumper: 6' long. Made of RFS 1/2" Superflexible SCF12 cable with 7/16 DIN male connectors on each end. Low PIM jumper assembly. | DAS | 6
Sun Microsystems | 300-2073-01 |  | Used | DC Raid Filter | Data 1 | 1
Sun Microsystems | 370-4940 |  | Used | 2GB DDR Memory Option (2 x 1GB DIMMs) | Data 1 | 1
Sun Microsystems | 371-3033-01 |  | Used | CT900 Fan Tray | Data 1 | 1
Sun Microsystems | 371-3034-01 |  | Used | CT900 Power Entry Module (PEM) | Data 1 | 1
Sun Microsystems | 540-6607 |  | Used | 146.8GB 15000 RPM Disk Assembly with 1 bracket | Data 1 | 1
Sun Microsystems | 542-0287-01 |  | Used | 600GB, SAS 10K RPM SFF 2.5" Hard Drive | Data | 2
Sun Microsystems | NTR630SB-02 |  | Used | N240-1.5GHZ,4GB SERVER SHELF | Data 1 | 1
Sun Microsystems | XTA-SS1NG-300G15K |  | New | Disks 12 Sun 300GB 15000RPM for StorageTek-2540 | Data 1 | 2
Symmetricom | 090-40010-01 | D0CPBA0 | Used | DCD-400 Clock input unit | Transport | 1
Symmetricom | 090-40012-02-REV-A |  | Used | Module: DCD TOTA Timing Module | Transport | 10
Symmetricom | 090-58061-02 | D0MYAAKBAA | Used | PANEL: WIRE WRAP INPUT PANEL | Transport | 1
Symmetricom | 090-58101-01 |  | Used | Time Provider Chassis | Ancillary | 1
Symmetricom | 090-72050-01 | D0C1DER | Used | CARD: TIMESOURCE 3500 ST1 CLK | Transport | 1
Symmetricom | 104701-005 |  | Used | MDP - Digital Plus Module for the MFTS | Transport | 16
Symmetricom | 104702-001 |  | Used | MBF - Buffer Amplifier Module for the MFTS | Transport | 10
Symmetricom | 105520-001 |  | Used | MFTS GPS | Transport | 1
Symmetricom | 105558-001 |  | Used | MPS-AC Power Supply Module for the MFTS | Transport | 1
Symmetricom | 23478272-004-0 | D0TPDCB | Used | MODULE: TSG STRATUM 2E RB CLK | Transport | 2
Symmetricom | 23478309-000-0 | D0TPGF0 | Used | AMI Output Module (20 Outputs) | Transport | 14
Symmetricom | 58532A |  | Used | GPS L1 Reference Antenna | Cell Site | 7
Symmetricom | 990-13073-070 |  | Used | KIT:ANTENNA KIT | Transport | 5
Symmetricom | TPS104S-30 |  | Used | Power Supply: Internal AC power supply Module, Model PPS104-30, Input 100-240Vac, Output: 5VDC, -12VDC, +12VDC, 104 Watts | Transport | 5
Tait | TMAB12-B100 |  | Un-Used | TM8105 25W Radio Body VHF 136-175MHz | Transport | 80
TDI Power | 826036-920 |  | Un-Used | Jumper: 20" long. Made of RFS 1/2" Superflexible SCF12 cable with 7/16 DIN male connectors on each end. Low PIM jumper assembly. | DAS | 7
TDI Power | LCE15-48/120-R |  | Used | LCE Series DC/AC Inverter, 48VDCInput 120VAC, 60Hz. Output STS Comp | Power | 2
TE | 1456586 |  | Used | Power Cord for Remote Units: FP4-10000001111 FP4-10000002111 FWP-000SERFMOD |  | 1
TE | PWX-031RXCSD10PWDP |  | Used | POWERWORX PANEL TO DISTRIBUTE POWER TO THE PRISM HOST | Power | 4
Telco | 10/3/6013 |  | Used | ACCESS60 T1 LIU/DSX WITH CROSS CONNNECT | Transport | 92
Telco | 2415-40 |  | Used | Integrated Channel Service Unit and Line Interface Unit (CSU/LIU) | Transport | 1
Telco | 2430-000 |  | Used | 24FC19 Power Supply Unit (PSU) | Transport | 1
Telco | 2430-02 |  | Used | 24FC19 Power Supply | Transport | 1
Telco | 2440-00 |  | Used | 24FC19 4W E&M CHAN UN WO LPBK | Transport | 2
Telco | 2440-40 |  | Used | 24FC19 E&M/RM Card | Transport | 2
Telco | 2443-20 | DEPI6T2 | Used | 24FC19 2W FX Station End Channel Unit | Transport | 7
Telco | 2443-41 |  | Used | 2W FXS/DN PLAR CH UN | Transport | 1
Telco | 2476-61 |  | Used | SYNC DATA 56/64 kb/s | Microwave | 1
Telco | 4/3/6000 |  | Used | Access 60 Shelf | Transport | 39
Telco | 6073-60-2 |  | Used | Access 60 6-Port Asynchronous Data Multiplexer (ADM) | Transport | 36
Telco | 6097-30-3 |  | Used | Power Supply Unit (PSU) without Ringing Generator | Transport | 1
Telco | 820DASZ5036 |  | Used | Access 60 RJ45 (male) to DB25 (male) Cable | Transport | 68
Telco | 822-VF-TQ-00 |  | Used | Access 60 ADM Adaptor, 50-Pin AMP (Male) to 6xRJ45 (Female) | Transport | 130
Telco | M5024-00-3 |  | Used | Access 60 5RU CMM Module for M6000-04-3 | Transport | 31
Telco | M6000-0403 |  | New | Access 60 5RU Chassis | Transport | 2
Telco | M6013-10-3 |  | Used | ACCESS 60 - T1 LIU/DSX w/CROSS Connect | Transport | 50
Telco | M6013-20-3 |  | New | T1 Dual LIU, DSX Interface | Transport | 1
Telco | M6024-00-3 |  | Used | Access 60 CMM Module | Transport | 81
Telco | M6043-60-2 |  | Used | 6-Port 2-WIRE FXS | Transport | 113
Telco | M6073-60-2 |  | Used | Access 60 6-Port Asynchronous Data Multiplexer (ADM) | Microwave | 65
Telco | M6074-20-2 |  | Used | 2PORT OCUDP MODULE | Transport | 6
Telco | M6074-20-3 |  | Used | Access 60 Dual Office Channel Unit (OCUDP) | Transport | 7
Telco | M6097-10-3 |  | Used | Access 60 -48V Power Supply & Ring Generator | Transport | 305
Telco | M6097-10-3T |  | Used | Access 60 -48V Power Supply & Ring Generator | Transport | 6
Telco | R1000-DDR |  | Used | Metrobility 2-Slot Platform | Transport | 5
Telco | TM-100 |  | Used | Metrobility Base Platform 8x100 TX, 12x100base FX | Transport | 5
Telco | TM-200 |  | Used | Metrobility Base Platfrom + 2x1000Base X Ports | Transport | 4
Telco | TM-ACPS |  | Used | Metrobility AC Power Supply | Transport | 2
Telco | TMC-250-DC |  | Used | T-MARC E-NET Gateway W/Fixed (4) 10/100BASE TX PORTS, DC Power | Transport | 10
Telco | TMC-250-NA |  | Used | T-MARC E-NET Gateway W/Fixed (4) 10/100BASE TX Ports, AC Power | Transport | 10
Telco | TMC-254-DC |  | Used | T-MARC Managed ENET (4) 10/100BASE TX PORTS DC Power | Transport | 3
Telco | TMC-254-NA |  | Used | T-MARC Managed ENET (4) 10/100BASE TX PORTS AC Power | Transport | 2
Telco | TM-DCPS |  | Used | Metrobility DC Power Supply | Transport | 5
Telect | 010-4004-0000 |  | Un-Used | Module, DSX1, 4K,4, WW, FXC | Transport | 19
Telect | 010-4004-0000 |  | Used | 4000 Series DSX-1 Module, 4-termination, Front X-connect, Red LED, 48V | Transport | 14
Telect | 01464-02 |  | Un-Used | ISO MAT'L 23" x 10" FOR FS EQ RACK | Ancillary | 1
Telect | 020-0005-0000 |  | Un-Used | 4-Wire, 24-circuit Jackfield | Transport | 2
Telect | 02100-113B |  | Un-Used | Seismic ANCHOR KIT W/WIDE PLATES FOR EQ UFRKS 'B' ANCHOR | Ancillary | 1
Telect | 02128-01 |  | New | 7' Rack Junction and Spacer Kit | Ancillary | 6
Telect | 02183-01 |  | New | Slide Out Writing 19" Shelf with Cover PTD P20115 | Ancillary | 8
Telect | 027-1000-4216 |  | New | WAVETRAX VERTICAL MOUNTING ADJUSTABLE BRACKET KIT, ROHS | Ancillary | 4
Telect | 027-2000-4204 |  | New | TRAX (2) VERTICAL SLOTTED TROUGH KIT 2" SLOTS 1.5" SPACING 6' LENGTH,MID SPAN SUPPPORT | Ancillary | 2
Telect | 027-2000-4275 |  | New | TRAX (2) TRUMPET | Ancillary | 2
Telect | 097-0116-0008 |  | Used | 16xDS1 Demarcation Panel, 19" RJ45C | Ancillary | 4
Telect | 142256-301-VZW |  | New | Seismic Steel Relay Rack 7'x23" EIA spacing, 44RU, Telco Gray | Ancillary | 15
Telect | BA6012-1 |  | Used | 449-471 MHz Unity Gain Fiberglass Omni Antenna | DAS | 1
Telect | DRBP-1901-GRY |  | New | Filler Panel W/Flange,19" 1RU,Gray | Ancillary | 8
Telect | DR-HGB-19 |  | New | Horizontal Ground Bar BAR 19' | Ancillary | 3
Telect | DR-HGB-23 |  | New | Horizontal Ground Bar BAR 23' | Ancillary | 12
Telect | This ELF-0000-2400 |  | New | DSX Chassis: ELF Series 1 RU Chassis, 3 module | Ancillary | 2
Telect | TRM-48M |  | Used | -48 37.5A Rectifier nrgSMART | Power | 14
Telenetics | 9612FP |  | New | Communication, QA 0, Private Line, 9600 Baud Fastpoll, UDS202T.Enclose with Power 85-265VAC or 80-400VDC via Plug 4-Wire Lease Line, 9600 Baud Fastpoll OR 202T | Microwave | 1
Tellabs | 4420C |  | Used | MODULE: 4W STATION TERMINATOR | Transport | 1
Tellabs | 81.0530A |  | Used | 530A Common Equipment Shelf | Ancillary | 1
Tellabs | 81.0530B | T1MAD00 | Used | 530B Port Equipment Shelf | Ancillary | 3
Tellabs | 81.2551 |  | Used | T1 ECHO CANCELLER | Transport | 1
Tellabs | 81.5304 |  | Used | 530 Alarm & Test | Transport | 1
Tellabs | 81.531FP2 |  | Used | FEATURE PACKAGE 2 MODEM MODULE | Transport | 1
Tellabs | 81.5323FP6.3 | T3C1F00AAA | Used | MODULE: COMM FEAT PKG MODULE | Transport | 1
Tellabs | 81.5363-REV:D | T3C1B10 | Used | Titan 532L HSPM DS3 | Transport | 13
Tellabs | 81.5363-REV-G | T3C1B10AAE | Used | TITAN 532L HSPM DS3 | Transport | 1
Tellabs | 81.5501A | T3PQARZ | Used | MODULE, ENHANCED ADMIN PROCESSOR | Transport | 2
Tellabs | 81.5512B-REV-I | T3PQANCBAD | Used | TITAN-5500 GR Controller | Transport | 117
Tellabs | 81.5517A-REV:L | T3C1BB1AAC | Used | DS3/DS1 Port Module W/Pm | Transport | 50
Tellabs | 81.5517A-REV:M | T3C1BB1 | Used | DS3/DS1 Port Module W/Pm | Transport | 8
Tellabs | 81.5517A-REV:N | T3C1BB1AAE | Used | TITAN 5500 DS3/DS1 Port Module W/Pm | Transport | 9
Tellabs | 81.5546-REV-I | SN3PJLKFAB | Used | TITAN-OC TM SLT INTRCG | Transport | 28
Tellabs | 81.5591-REV:F | T3PQATX | Used | TITAN 5500 GR CONTR MODULE | Transport | 8
Tellabs | 81.5592A-REV:D | T3C3GGA | Used | TITAN 5500 OPM3x8 | Transport | 2
Tellabs | 81.5593A-FC-REV:G | T3C3HJT | Used | Titan 5500 OC12 Port Module | Transport | 1
Tellabs | 81.6400622T4-5-REVL:Q | IP6IFAV | Used | T6400 OC-12 I/O BD | Transport | 3
Tellabs | 81.6400DS3EC1-KA |  | Used | DS3 I/O Board | Transport | 2
Tellabs | 81.71326-1T-IR-D | WMOPBATBAC | Used | Multirate Transponder Module | Transport | 1
Tellabs | 81.88X0-SCC | CNCMGS0GAB | Used | 8860 MSR 88X0 SWITCH CONTROL CARD | Transport | 20
Tellabs | 82.531 | T1DAJ02 | Used | 530 DS1 / T1 Port Card | Transport | 277
Tellabs | 82.533 | T1DAB10 | Used | TCS Power Converter | Transport | 3
Tellabs | 82.552 | T3D1AAE | Used | Circuit Pack: TITAN 5500, EC1 | Transport | 2
Tellabs | 82.6400155T8-5-REVC:D | IPUIAU6 | Used | OC-3 TDM I/O Board 5500 NGX | Transport | 18
Tellabs | 82.8102 |  | Used | Ring Generator 20Hz | Transport | 41
Tellabs | 83-5308 |  | Used | 530 Switching Network Module | Transport | 4
Tempo Research | 11375000 |  | Used | Sidekick Stress Leakage Telephone Test Set | T and M | 1
Teradyne | 380-300-00 | LMCOA102AA | Used | MODULE: XLT TM300 MEAS BD | T and M | 1
Terrawave | C5E-114BK-7FB |  | Un-Used | 7 Foot Black Cat5 Cable | DAS | 20
Terrawave | FCLCLCS01M-B |  | Used | LC to LC Duplex Single Mode Optic Patch Cord | DAS | 2
Terrawave | RBT-5201020CMCWDS |  | Used | Server | DAS | 1
Terrawave | SNAP-AIVRMS |  | Used |  | DAS | 5
Tessco | 533819 |  | Used | Solvent Pen. Contents: 9 grams of fiber optic solvent Dispenser: Felt-tip, spring-activated valve in aluminum pen body | Ancillary | 1
Tessco | SNAP-IDC5D |  | Used |  | DAS | 3
Tessco | SNAP-IDC5-SW |  | Used |  | DAS | 14
Tessco | SNAP-SCM-232 |  | Used |  | DAS | 7
Tessco Services | 700LTE_RDU44.5 |  | Used | Remote Drive Unit (RDU) for 700LTE | DAS | 1
Times | ARU_AC_700LTE_2100 |  | Un-Used | 700MHz LTE & 2100 MHz Add-on Remote Unit - AC Power | DAS | 1
Times Microwave | AWS-1RDU44.5 |  | Used | Remote Drive Unit (RDU) for AWS-1 | DAS | 2
Times Microwave | DMS_RELAY_16 |  | Used | Module: DMS-1200 relay contact box - USB (16 inputs/16 outputs). | DAS | 1
Times Microwave | EMDBU_1900P |  | Used | Alliance 1900 MHz eBIU Input Module | DAS | 2
Times Microwave | EMDBU_23_25 |  | Used | Alliance 2300 WCS, 2500MHz TDD eBIU Input Module | DAS | 2
Times Microwave | EMDBU_8085_700LTE_FN |  | Used | Alliance 817-849/862-869 MHz Cellular, 700 MHz Full Band eBIU Input Module. Includes Extended 700 band for FirstNet | DAS | 2
Times Microwave | EMPSU_AC |  | Used | Alliance eBIU AC Power Supply | DAS | 4
Times Microwave | EMPSU_DC |  | Used | Alliance eBIU DC Power Supply | DAS | 6
Times Microwave | HPOI_23_25 |  | Used | High Power POI (20W), 2300MHz WCS, 2500MHz TDD | DAS | 4
Times Microwave | HPOI_8085_700LTE_FN |  | Used | High Power POI (20W), 800MHz Sprint, 850MHz Cellular, 700LTE+FirstNet | DAS | 4
Times Microwave | HRCPU |  | Used | R-CPU B TYPE for Alliance ROU 20WATT | DAS | 1
Times Microwave | HROU_C_AC-ENCL |  | Used | Alliance HROU Enclosure Only | DAS | 1
Times Microwave | MDBU_700LTEF_850C |  | Used | 850MHz & 700MHz LTE Full Band Input Module for the BIU | DAS | 1
Times Microwave | MDBU_850C_700LTE |  | Used | 850MHz & 700MHz LTE Upper C Band Input Module for the BIU | DAS | 2
Times Microwave | RCPU |  | Used | R-CPU B for Alliance ROU | DAS | 6
Times Microwave | RDU_1900P_AWS |  | Used | Module: 1900MHz & 2100/1700Mhz AWS Amplifier Module | DAS | 1
Toshiba | MK8025GAS |  | Used | Toshiba 80GB IDE 4200RPM | Data | 2
TPS | 124698-3 |  | Used | DC Converter 24V to 48VDC | Power | 1
TRAK Microwave Corporation | 9100-9-AC/DC |  | Used | Modular GPS Time and Frequency System, equipped as: Qty (1) 9100-CHASSIS Chassis Qty (1) 9101-5 GPS Reference Module with Double Oven Crystal Oscillator Qty (1) Open GPS Reference Module Slot Qty (3) 9106-1 4-Channel Digital Distribution Module (DDM) Card Qty (1) 9104-2 Fault Sense Unit (FSU) Monitor Card Qty (2) 9120-2 AC/DC Power Supply | T and M | 5
TRAK Microwave Corporation | 9101-3 |  | Used | GPS Reference Module with Rubidium Oscillator DSTRAK91013 | T and M | 4
TRAK Microwave Corporation | 9101-5 |  | Used | GPS Reference Module with Double Oven Crystal Oscillator | T and M | 3
TRAK Microwave Corporation | 9106-1 |  | Used | DDM- Digital Distribution Module | T and M | 21
TRAK Microwave Corporation | 9120-2 |  | Used | 9100 Modular AC/DC Power Supply | Microwave | 5
Trilogy | AP6012J50 |  | New | CABLE: Trilogy 1/2" Plenum Corrugated Coaxial | Cable | 50
Trimm | 7570019291 |  | Used | Fuse Panel 10/10 24-48VDC, 60 Amp | Power | 8
Trinity | RDU_700LTE_M |  | Un-Used | 700MHz LTE Full Band MIMO Remote Unit | DAS | 18
Trinity | RDU_800PS_900I_PA |  | Used | Module: 800MHz & 900MHz Amplifier Module (comes with cavity filter) | DAS | 4
Trinity | RDU_850C_700LTE |  | Used | Module: 850MHz & 700MHz LTE Upper Band Amplifier Module (comes with cavity filter) | DAS | 1
Trinity | RDU_850C_700PS |  | Un-Used | RDU850C700PS Cellular, 700 public safety, REMOTE UNITS, 25 DBM / 23 DBM, RDU-850C-700PS | DAS | 16
Trinity | RDU700LTEF850C |  | Used | RDU 700 LTEF + 850C | DAS | 4
Trinity | ROU_C_AC-ENCL |  | Used | Alliance ROU Enclosure Only | DAS | 5
Trinity | ROU_MUX_Rel2.0 |  | Used | ROU Mux Module Rel 2.0 | DAS | 5
Trinity | ROU-EN-AC |  | Used | Multiband Distributed Antenna System 700LTE, R-CPU, Multiplexer | DAS | 1
Tripplite | RS1215-20 |  | New | Power Strip 12 Outlets 19-inch racks 1RU 20A | Power | 1
TX RX Systems | 11-90-02136-A |  | Used | Triple Bandpass Filter | Microwave | 2
Tyco | ES700A |  | Used | Shelf: ES700A-19 INCH SHELF | Ancillary | 1
Tyco | JW030A-M |  | Used | DC/DC Converters Input 48VDC Output 5VDC Isolated 30Watt | Power | 8
Tyco/Lucent | 108319427 |  | Un-Used | TPS-TPL Fuse Adaptor for BDFB | Power | 30
Tyco/Lucent | 595LTA | PBP2W20EAA | Used | Galaxy Switchmode Rectifier, -48V, 380/400/480 AC Input | Power | 1
Tyco/Lucent | 596B3 |  | Used | Galaxy Rectifier 24VDC, 100amp, Input 208/240VAC | Power | 13
Unipower | RPSU(DC) |  | Used | ROU DC Power Supply | DAS | 4
Unipower | RPSU-AC |  | Used | Power Supply: ROU AC Power Supply | DAS | 3
Unipower | TPCMQ24-54/18 |  | Un-Used | DC/DC Converter 24VDC Input Output 48VDC @ 18.4Amp 1000 Watt | Power | 8
Valere | TPR10 |  | New | Temperature probe with ring terminal | Power | 7
Vertiv | 486531003 |  | Un-Used | NETSURE V200 DC Power Retrofit V200E50 | Power | 1
Westek | TC-TR248C |  | New | Bantam “Y” DS1 / T1 Test Cord 8 foot Male to RJ45 | Ancillary | 1
Westell | 02183-01 |  | Used | Slide Out Writing 19" Shelf with Cover PTD P20115 | DAS | 1
Westell | 810-KK7-132 |  | Un-Used | VS 40M LC/APC LCAPC SMDPX PVC FIBER JUMPER | DAS | 215
Westell | CS18-115-106 |  | Used | Poimodule850Mhz |  | 1
Westell | CS18-115-116 |  | Used | Poimodulesmr800Mhz(Duplex |  | 1
Westell | M3070100P11206-B |  | Used | 698‑960/1700‑2700 mhz 7/10 dbi patch antenna with n‑style jack f connector | DAS | 2
Westell | M40700100P11206 |  | Un-Used | Panel Antenna | DAS | 45
Westell | OPTO22 |  | Used | OptoGate Lock | DAS | 1
Westell | SCDAS_AC_MRU1900P+850CS_ARU_LTE+AWS |  | Un-Used | Alliance Main Remote Unit. AC Power, 1900MHz, 850C w/ Add On Remote Unit for 700LTE + AWS | DAS | 1
Westell | SMDR-NH124 |  | Un-Used | SMDR-NH124 consists of : Qty (1) BIU_C Alliance BIU 19” Chassis, Includes MCPU Processor and MCDU Main combining module Qty (1) MDBU_850C_700FB MDBU 850C + 700 Full Band Interface Module Qty (1) MDBU_1900P MDBU 1900MHz PCS Interface Module Qty (1) MDBU_AWS MDBU 850C + 700 Full Band Interface Module | DAS | 2
Westell | SPU65-109 |  | Un-Used | Power Supply Input-100-240VAC, Output-30VDC 80 Watt | DAS | 5
Westell | T_RCPU |  | Used | Titan RCPU | DAS | 1
Westell | T_R-Optic |  | Used | 4 Module Optical Unit | DAS | 1
Westell | T58150P10006120 |  | Used | 5.8 GHz 15 dBi V-POL Sector Panel Antenna w/ N-Style Jack Connector | DAS | 4
Westell/CSI | 2AM1210SM3PGM |  | Un-Used | 3M 12 FIBER SINGLEMODE CABLE. LC-APC TO PIGTAIL | DAS | 18
Westell/CSI | 507489 |  | Un-Used | TESSCO-698-2170 X-POL ANTENNA | DAS | 4
Westell/CSI | TW-ART-MOUNT |  | Un-Used | Universal Articulating Mount | DAS | 5
Western Digital | SSD-C12MI-3512 |  | Used | SILICONDRIVE 128MB CompactFlash Industrial Grade | Data | 1
Western Multiplex | 46400 |  | Used | Service Channel | Microwave | 3
Westronic Systems | 500-2007 |  | Used | Module: TBOS PRTCL DSCRT EXPND | Transport | 1
Wilmore | 1502-130-13-15 |  | Used | DC/DC Converter Input 130VDC, Output 13VDC, 15A Max, 19" Rackmount. | Power | 1
Wilmore | 1502-130-24-16 |  | Used | DC-DC Converter Input 130VDC Output 24VDC | Power | 1
Wilmore | 1502-48-13-15 |  | Used | DC/DC Converter Input 48VDC, Output 13VDC, 15A Max, 19" Rackmount | Power | 1
Wilmore | 1653-24-120-60-P |  | Used | Inverter 24VDC to 120VAC, 500-VA | Power | 2
Wilmore | 1653-48-120-60 |  | Un-Used | Inverter 48VDC-120VAC, 500VA | Power | 2
Wilmore | 1654-130-120-60-U |  | New | Inverter Power 130VDC Input AND 120VAC, STATIC, Rackmount ED,1000VA WITH 2MSEC TRANSFER Switch FROM INVERTER Output TO COMMERCIAL AC FAILURE Output IS A QUASI-SINEWAVE | Power | 3
Wilmore | 1654-24-120-60-L |  | Used | Inverter 24VDC to 120VAC 1000-VA 60Hz Commercial Load | Power | 1
Wilmore | 40A1250A |  | New | Mounting Brackets - Series 1700 | Power | 6
Wilmore | MSTB 2,5/3-ST-5,08 |  | New | Form C Printed Circuit Board Connector for 1720 DC Converter | Ancillary | 2
Wilmore | PC-16/2-STF-10.16 |  | New | Large Output Connector for 1720 DC Converter | Ancillary | 4
Wilmore | PC-5/2-SFTI-7.62 |  | New | Small Input Connector for 1720 DC Converter | Ancillary | 1
Wilson Electronics | 301135 |  | Un-Used | Wallmount antenna 700-2700 Mhz 50 Ohm verically polorized w/N Female connector | Ancillary | 6
Wiltron | 9716 |  | Used | MTAU Access Module | Transport | 2
Wireless Solutions | 529832 |  | Used | Comm Cable Kit | DAS | 3
Wireless Solutions | LOW-POWERATTENK |  | Un-Used | Low Power for Generic | DAS | 9
Wireless Solutions | SPP250DMDM1.0M |  | Un-Used | DIN Male to DIN Male Plenum Cable Assy, 1M | DAS | 218
Wireless Solutions | SPP250DMDM3.0M |  | Used | 3 Meter SSP-250-LLPL low loss, low PIM, plenum rated cable jumper with 7/16 DIN Male to7/16 DIN-Male | DAS | 26
Wireless Solutions | SPP250DMDM3.0M |  | Un-Used | 3 Meter SSP-250-LLPL low loss, low PIM, plenum rated cable jumper with 7/16 DIN Male to7/16 DIN-Male | DAS | 64
Wireless Solutions | SPP250DMNF1.0M |  | Used | 1 Meter SSP-250-LLPL low loss, low PIM, plenum rated cabel jumper with N-Female to DIN-Male | DAS | 42
Wireless Solutions | TFT402NMRQMR10-OF |  | Un-Used | 10' TFT-402 Jumper with QMA Male RA to N Male RA, Low PIM | DAS | 8
Xyplex | N9-000-203A | BACC250DAA | Used | MODULE: CONC I/O MOD 20 PORT | Transport | 1
Y.S. Tech | FD481238HB |  | Un-Used | Square Fan DC 48V 0.21A, 120x120x38mm, 3 wire cooling fan | Ancillary | 15
YUASA | SPP250DMNF1.0M |  | Un-Used | 1 Meter SSP-250-LLPL low loss, low PIM, plenum rated cabel jumper with N-Female to DIN-Male | DAS | 35
YUASA | SPP250DMNF2.0M |  | Used |  | DAS | 3
YUASA | SPP250LLPL/1M/NM/NF |  | Used | Cable | DAS | 54
ZETRON | 702-9698A |  | Used | 7032 RACS 4 Wire E&M Modules | Microwave | 8
ZETRON | 890-0023 |  | Used | 7032 RACS Enhanced Controller Module | Microwave | 1
ZETRON | 890-0034 |  | Used | 7032 RACS Dual 4-Wire Interfaces with Audio Summing | Microwave | 9
ZETRON | 901-9348 |  | Used | 7032 Base System (4 Slot Backplane) | Microwave | 2
Zhone | TNE1500-P |  | Used | T1 Network Extender 1500 Provider Unit | Microwave | 6
Zhone | TNE1500-S |  | Used | T1 Network Extender 1500 Subscriber Unit | Microwave | 10
Zhone | TNE1584-P-DC |  | Used | 8-Port T1 Network Extender Provider Unit for -48VDC | Microwave | 1
Zhone | ZNID-PWR-21XX-48V-30W-NA-10PK |  | Used | 48VDC, 30W POWER SUPPLY FOR 2101P ONT | Ancillary | 80
Zinwave | SPP250LLPL/3M/DM/DM |  | Used |  | DAS | 23
ZTE | ZXD3000 |  | Un-Used | Rectifier -48VDC 3000W 60Amp | Power | 2
| 015-2096-001-D |  | Used | CSI Repeater Power Supply | DAS | 1
| 14-10NS725 |  | Un-Used | Cable: 10 Conductor 14AWG Power Cable | DAS | 30
| 302-0001 |  | Used | 19" 3000 SERIES HUB CHASSIS, 240V | DAS | 2
| 36-000045 |  | Used | RJ45 1-Wire Temperature Sensor | DAS | 2
| 774-A0395-00P |  | Un-Used | NPC-9130 1.5K UPS INTERNAL A | DAS | 12
| 774-A0399-00P |  | Un-Used | 9130 2K-3K EXT BATTERY CAB REP | DAS | 14
| 774-A0687-00P |  | Un-Used | 9130-2K-3K EXT BATTERY CAB REP | DAS | 11
| A90-DAS2100DMI-D |  | Used | 2100 MHz AWS MIMO DAS Interface Panel-QMA | DAS | 14
| A90-DAS700DMI |  | Un-Used | 700 MHz LTE MIMO DAS Interface Panel-QMA | DAS | 2
| A90-DAS700DMI-D |  | Used | 700 MHz LTE MIMO DAS Interface Panel | DAS | 5
| A90-DAS700DMI-D |  | Un-Used | 700 MHz LTE MIMO DAS Interface Panel | DAS | 8
| A90-DAS850D-D |  | Used | 850 MHz DAS interface Panel | DAS | 6
| A90-DAS850D-D |  | Un-Used | 850 MHz DAS INTERFACE PANEL | DAS | 19
| CS09-187-449 |  | Used | Cellular B Passband Filter, 14 MHz (824-849 & 880-894) | DAS | 1
| CS18-115-141Q |  | Un-Used | CLEARLINK UDIT DUPLEXED POI MODULE FOR 700MHz LOWER BAND | DAS | 6
| CS48-987-618 |  | Un-Used | DIU Shelf | DAS | 1
| CSI-DPLX-DC6V6-4/6-P |  | Used | DAS Interface Unit, -140, PCS x4, test ports and variable attenuation on UL & DL, 4 duplex inputs, 2 simplex outputs SISO or 4 simplex outputs MIMO, user controlled fixed attenuation | DAS | 1
| CSI-DPLX-DCFV-2/6-S8 |  | Used | DAS Interface Unit, SMR, 2 inputs/6 outputs, with fixed and variable attenuation, UL & DL test ports, MIMO or SISO | DAS | 1
| FWU-1600ACDC-120 |  | Used | SPARE/AC TO DC POWER SUPPLY(KIT) | DAS | 1
| FWU-1600ACDC-120 |  | Un-Used | SPARE / AC TO DC POWER SUPPLY(KIT) | DAS | 4
| PC-05-008BKB |  | Used | 8 Foot CAT5 Cable Black | DAS | 109
| PC-05-008BKB |  | Un-Used | 8 Foot CAT5 Cable Black | DAS | 2
| PC-05-010YEB |  | Used | 10 Foot CAT5 Cable Yellow | DAS | 121
| PC-05-010YEB |  | Un-Used | 10 Foot Catergory 5e patch cable with RJ45 plug connectors-Yellow | DAS | 4
| PC-05-012GYB |  | Used | 12ft Cat-5e Gray Indoor RJ45M-RJ45 Male | DAS | 91
| PC-05-012GYB |  | Un-Used | 12ft Cat-5e Gray Indoor RJ45M-RJ45 Male | DAS | 3
| PC-05-030BLB |  | Un-Used | 30 FOOT CATERGORY 5e PATCH CABLE WITH RJ45 PLUG CONNECTORS AND SNAP PROOF BOOTS | DAS | 2
| PC-50-012GYB |  | Un-Used | 12 FOOT CATERGORY 5e PATCH CABLE WITH RJ45 PLUG CONNECTORS AND SNAP PROOF BOOTS | DAS | 1
| PDR2-2700WB-U/M |  | Un-Used | WIRELESS SOLUTIONS 350-2700 MHz 2WAY POWER SPLITTER | DAS | 2
| PDW2-2700N |  | Used | 2 Way Power Splitter | DAS | 61
| PDW2-2700N |  | Un-Used | 2 Way Power Splitter | DAS | 1
| RG142PQMAMNM-6 |  | Un-Used | 6'RG-142P QMA Male-N Male | DAS | 96
| RG142PQMQM-4M |  | Un-Used | 4M (158")RG-142 Jumper QM-QM | DAS | 23
| RG142PQMRASMRA |  | Un-Used | 10'RG-142P Jumper QMA MaleRA to SMA Male | DAS | 31
| RMM-1400 |  | Used | Kit Bag and CABLE ENCLOSED | DAS | 1
| SPP-250-LLPL-1M-NMNF |  | Used |  | DAS | 76
| SPP250LLPLNFDM2.0M |  | Un-Used | 2 Meter SPP-250-LLPL low loss, low PIM plenum rated cable jumper with N-female to DIN-Male. | DAS | 1
| SPP250NFNM1.0M |  | Used | 1 Meter SSP-250-LLPL low loss, low PIM, plenum rated cabel jumper with N-Male to N-Female | DAS | 1
| SPP250NFNM1.0M |  | Un-Used | 1 Meter SSP-250-LLPL low loss, low PIM, plenum rated cabel jumper with N-Male to N-Female | DAS | 513
| SPP250NMNM1.0M |  | Used | 1 Meter SPP-250-LLPL low loss, low PIM plenum rater cable jumper with N-Male to N-Male | DAS | 15
| TFT402NMRSMR6.0F |  | Used | 6 Foot TFT-402 Jumper with RA N Male to SMA Male connectors Low PIM | DAS | 18
| TFT402QMRSMR3.0F |  | Used |  | DAS | 13